## Sheet1
Inverter | Rack ID | Pile ID | Pile ID with Color | X | Y | Category | Damper | LookupNamedRange | Flood Zone | Existing Ground Elevation | Proposed Ground Elevation | Flood | Required Top of Pile Elevation | Expected Reveal | Pile Size | Max Reveal | Pile Color | Color Code | Cut/Fill Expected | Rack Group | Plane ID | North Slope | East Slope | Tracker Count in Plane | CAB | Min Reveal | Min Ground Z | Max Ground Z
1.01 | 1.01-S1.R014 | 1.01-S1.R014.A | 1.01-S1.R014.A-WHT | 2995499.3271 | 13697218.0559 | Exterior Array |  |  |  | 77.9878 | 77.9878 | 0.2564 | 82.9846 | 4.9968 | W6x15 - 15.5 | 6 | White | WHT | 0 |  | 1.01-001 | 0.28% | -2.84% | 2 |  | 3 | 76.9846 | 79.9846
1.01 | 1.01-S1.R014 | 1.01-S1.R014.B | 1.01-S1.R014.B-WHT | 2995499.3271 | 13697197.3098 | Exterior Array |  |  |  | 78.1409 | 78.1409 | 0.2231 | 82.927 | 4.7861 | W6x15 - 15.5 | 6 | White | WHT | 0 |  | 1.01-001 | 0.28% | -2.84% | 2 |  | 3 | 76.927 | 79.927
1.01 | 1.01-S1.R014 | 1.01-S1.R014.C | 1.01-S1.R014.C-WHT | 2995499.3271 | 13697169.8316 | Exterior Array |  |  |  | 78.1626 | 78.1626 | 0.3606 | 82.8507 | 4.6881 | W6x15 - 15.5 | 6 | White | WHT | 0 |  | 1.01-001 | 0.28% | -2.84% | 2 |  | 3 | 76.8507 | 79.8507
1.01 | 1.01-S1.R014 | 1.01-S1.R014.D | 1.01-S1.R014.D-WHT | 2995499.3271 | 13697142.3533 | Exterior Array |  |  |  | 78.2871 | 78.2871 | 0.2817 | 82.7744 | 4.4873 | W6x15 - 15.5 | 6 | White | WHT | 0 |  | 1.01-001 | 0.28% | -2.84% | 2 |  | 3 | 76.7744 | 79.7744
1.01 | 1.01-S1.R014 | 1.01-S1.R014.E | 1.01-S1.R014.E-WHT | 2995499.3271 | 13697114.875 | Exterior Array |  |  |  | 78.1524 | 78.1524 | 0.34 | 82.6981 | 4.5457 | W6x15 - 15.5 | 6 | White | WHT | 0 |  | 1.01-001 | 0.28% | -2.84% | 2 |  | 3 | 76.6981 | 79.6981
1.01 | 1.01-S1.R014 | 1.01-S1.R014.F | 1.01-S1.R014.F-WHT | 2995499.3271 | 13697087.3967 | Exterior Array |  |  |  | 78.0176 | 78.0176 | 0.521 | 82.6219 | 4.6043 | W6x15 - 15.5 | 6 | White | WHT | 0 |  | 1.01-001 | 0.28% | -2.84% | 2 |  | 3 | 76.6219 | 79.6219
1.01 | 1.01-S1.R014 | 1.01-S1.R014.G | 1.01-S1.R014.G-PRP | 2995499.3271 | 13697060.6231 | Dead End Motor |  |  |  | 77.9673 | 77.9673 | 0.5907 | 82.5476 | 4.5803 | W6x20 - 16 | 5.25 | Purple | PRP | 0 |  | 1.01-001 | 0.28% | -2.84% | 2 | Dead End | 3.75 | 77.2976 | 78.7976
1.01 | 1.01-S1.R014 | 1.01-S1.R014.H | 1.01-S1.R014.H-WHT | 2995499.3271 | 13697033.8495 | Exterior Array |  |  |  | 77.9677 | 77.9677 | 0.5497 | 82.4732 | 4.5055 | W6x15 - 15.5 | 6 | White | WHT | 0 |  | 1.01-001 | 0.28% | -2.84% | 2 | N/S | 3.75 | 76.4732 | 78.7232
1.01 | 1.01-S1.R014 | 1.01-S1.R014.I | 1.01-S1.R014.I-WHT | 2995499.3271 | 13697006.3709 | Exterior Array |  |  |  | 78.0208 | 78.0208 | 0.5057 | 82.397 | 4.3762 | W6x15 - 15.5 | 6 | White | WHT | 0 |  | 1.01-001 | 0.28% | -2.84% | 2 | N/S | 3.75 | 76.397 | 78.647
1.01 | 1.01-S1.R014 | 1.01-S1.R014.J | 1.01-S1.R014.J-RED | 2995499.3271 | 13696978.8926 | Exterior Array |  |  |  | 78.0574 | 78.0574 | 0.4925 | 82.3207 | 4.2633 | W6x12 - 16.5 | 4.33 | Red | RED | 0 |  | 1.01-001 | 0.28% | -2.84% | 2 | N/S | 3.75 | 77.9907 | 78.5707
1.01 | 1.01-S1.R014 | 1.01-S1.R014.K | 1.01-S1.R014.K-RED | 2995499.3271 | 13696951.4143 | Exterior Array |  |  |  | 78.0485 | 78.0485 | 0.5537 | 82.2444 | 4.1959 | W6x12 - 16.5 | 4.33 | Red | RED | 0 |  | 1.01-001 | 0.28% | -2.84% | 2 | N/S | 3.75 | 77.9144 | 78.4944
1.01 | 1.01-S1.R014 | 1.01-S1.R014.L | 1.01-S1.R014.L-RED | 2995499.3271 | 13696927.3022 | Exterior Array |  |  |  | 78.1338 | 78.1338 | 0.6207 | 82.1775 | 4.0437 | W6x12 - 16.5 | 4.33 | Red | RED | 0 |  | 1.01-001 | 0.28% | -2.84% | 2 | N/S | 3.75 | 77.8475 | 78.4275
1.01 | 1.01-S1.R015 | 1.01-S1.R015.A | 1.01-S1.R015.A-RED | 2995519.3271 | 13697218.0559 | Exterior Array |  |  |  | 78.0106 | 78.0106 | 0.3072 | 82.4172 | 4.4066 | W6x12 - 16.5 | 4.5 | Red | RED | 0 |  | 1.01-001 | 0.28% | -2.84% | 2 |  | 3 | 77.9172 | 79.4172
1.01 | 1.01-S1.R015 | 1.01-S1.R015.B | 1.01-S1.R015.B-RED | 2995519.3271 | 13697197.3098 | Exterior Array |  |  |  | 78.155 | 78.155 | 0.4367 | 82.3596 | 4.2046 | W6x12 - 16.5 | 4.5 | Red | RED | 0 |  | 1.01-001 | 0.28% | -2.84% | 2 |  | 3 | 77.8596 | 79.3596
1.01 | 1.01-S1.R015 | 1.01-S1.R015.C | 1.01-S1.R015.C-RED | 2995519.3271 | 13697169.8316 | Exterior Array |  |  |  | 77.9875 | 77.9875 | 0.3341 | 82.2834 | 4.2959 | W6x12 - 16.5 | 4.5 | Red | RED | 0 |  | 1.01-001 | 0.28% | -2.84% | 2 |  | 3 | 77.7834 | 79.2834
1.01 | 1.01-S1.R015 | 1.01-S1.R015.D | 1.01-S1.R015.D-RED | 2995519.3271 | 13697142.3533 | Exterior Array |  |  |  | 78.1072 | 78.1072 | 0.2724 | 82.2071 | 4.0999 | W6x12 - 16.5 | 4.5 | Red | RED | 0 |  | 1.01-001 | 0.28% | -2.84% | 2 |  | 3 | 77.7071 | 79.2071
1.01 | 1.01-S1.R015 | 1.01-S1.R015.E | 1.01-S1.R015.E-RED | 2995519.3271 | 13697114.875 | Exterior Array |  |  |  | 78.0184 | 78.0184 | 0.4237 | 82.1308 | 4.1124 | W6x12 - 16.5 | 4.5 | Red | RED | 0 |  | 1.01-001 | 0.28% | -2.84% | 2 |  | 3 | 77.6308 | 79.1308
1.01 | 1.01-S1.R015 | 1.01-S1.R015.F | 1.01-S1.R015.F-RED | 2995519.3271 | 13697087.3967 | Exterior Array |  |  |  | 77.9379 | 77.9379 | 0.4224 | 82.0545 | 4.1166 | W6x12 - 16.5 | 4.5 | Red | RED | 0 |  | 1.01-001 | 0.28% | -2.84% | 2 |  | 3 | 77.5545 | 79.0545
1.01 | 1.01-S1.R015 | 1.01-S1.R015.G | 1.01-S1.R015.G-BRO | 2995519.3271 | 13697060.6231 | Exterior Motor |  |  |  | 77.9473 | 77.9473 | 0.5254 | 81.9802 | 4.0329 | W6x15 - 15.5 | 5.25 | Brown | BRO | 0 |  | 1.01-001 | 0.28% | -2.84% | 2 |  | 3.5 | 76.7302 | 78.4802
1.01 | 1.01-S1.R015 | 1.01-S1.R015.H | 1.01-S1.R015.H-RED | 2995519.3271 | 13697033.8495 | Exterior Array |  |  |  | 77.9791 | 77.9791 | 0.5021 | 81.9059 | 3.9268 | W6x12 - 16.5 | 4.5 | Red | RED | 0 |  | 1.01-001 | 0.28% | -2.84% | 2 |  | 3 | 77.4059 | 78.9059
1.01 | 1.01-S1.R015 | 1.01-S1.R015.I | 1.01-S1.R015.I-RED | 2995519.3271 | 13697006.3709 | Exterior Array |  |  |  | 78.0049 | 78.0049 | 0.4967 | 81.8296 | 3.8247 | W6x12 - 16.5 | 4.5 | Red | RED | 0 |  | 1.01-001 | 0.28% | -2.84% | 2 |  | 3 | 77.3296 | 78.8296
1.01 | 1.01-S1.R015 | 1.01-S1.R015.J | 1.01-S1.R015.J-RED | 2995519.3271 | 13696978.8926 | Exterior Array |  |  |  | 78.0301 | 78.0301 | 0.5108 | 81.7533 | 3.7232 | W6x12 - 16.5 | 4.5 | Red | RED | 0 |  | 1.01-001 | 0.28% | -2.84% | 2 |  | 3 | 77.2533 | 78.7533
1.01 | 1.01-S1.R015 | 1.01-S1.R015.K | 1.01-S1.R015.K-RED | 2995519.3271 | 13696951.4143 | Exterior Array |  |  |  | 77.8181 | 77.8181 | 0.5247 | 81.677 | 3.8589 | W6x12 - 16.5 | 4.5 | Red | RED | 0 |  | 1.01-001 | 0.28% | -2.84% | 2 |  | 3 | 77.177 | 78.677
1.01 | 1.01-S1.R015 | 1.01-S1.R015.L | 1.01-S1.R015.L-RED | 2995519.3271 | 13696927.3022 | Exterior Array |  |  |  | 78.1325 | 78.1325 | 0.5451 | 81.6101 | 3.4776 | W6x12 - 16.5 | 4.5 | Red | RED | 0 |  | 1.01-001 | 0.28% | -2.84% | 2 |  | 3 | 77.1101 | 78.6101
1.01 | 1.01-S1.R016 | 1.01-S1.R016.A | 1.01-S1.R016.A-LBL | 2995539.3273 | 13697218.0559 | Interior Array |  |  |  | 78.0281 | 78.0281 | 0.4972 | 82.3972 | 4.3691 | W6x7 - 14 | 6 | Light Blue | LBL | 0 |  | 1.01-002 | 0.28% | -0.1% | 7 |  | 3 | 76.3972 | 79.3972
1.01 | 1.01-S1.R016 | 1.01-S1.R016.B | 1.01-S1.R016.B-LGR | 2995539.3273 | 13697197.3098 | Interior Edge Array |  |  |  | 77.9983 | 77.9983 | 0.3757 | 82.3396 | 4.3413 | W6x8.5 - 15 | 4.5 | Light Green | LGR | 0 |  | 1.01-002 | 0.28% | -0.1% | 7 |  | 3 | 77.8396 | 79.3396
1.01 | 1.01-S1.R016 | 1.01-S1.R016.C | 1.01-S1.R016.C-YEL | 2995539.3273 | 13697169.8316 | Interior Array |  |  |  | 77.994 | 77.994 | 0.3062 | 82.2634 | 4.2694 | W6x7 - 13 | 6 | Yellow | YEL | 0 |  | 1.01-002 | 0.28% | -0.1% | 7 |  | 3 | 76.2634 | 79.2634
1.01 | 1.01-S1.R016 | 1.01-S1.R016.D | 1.01-S1.R016.D-YEL | 2995539.3273 | 13697142.3533 | Interior Array |  |  |  | 78.0807 | 78.0807 | 0.2951 | 82.1871 | 4.1064 | W6x7 - 13 | 6 | Yellow | YEL | 0 |  | 1.01-002 | 0.28% | -0.1% | 7 |  | 3 | 76.1871 | 79.1871
1.01 | 1.01-S1.R016 | 1.01-S1.R016.E | 1.01-S1.R016.E-YEL | 2995539.3273 | 13697114.875 | Interior Array |  |  |  | 78.0956 | 78.0956 | 0.2846 | 82.1108 | 4.0152 | W6x7 - 13 | 6 | Yellow | YEL | 0 |  | 1.01-002 | 0.28% | -0.1% | 7 |  | 3 | 76.1108 | 79.1108
1.01 | 1.01-S1.R016 | 1.01-S1.R016.F | 1.01-S1.R016.F-YEL | 2995539.3273 | 13697087.3967 | Interior Array |  |  |  | 78.0606 | 78.0606 | 0.4576 | 82.0345 | 3.9739 | W6x7 - 13 | 6 | Yellow | YEL | 0 |  | 1.01-002 | 0.28% | -0.1% | 7 |  | 3 | 76.0345 | 79.0345
1.01 | 1.01-S1.R016 | 1.01-S1.R016.G | 1.01-S1.R016.G-DBL | 2995539.3273 | 13697060.6231 | Interior Motor |  |  |  | 77.8417 | 77.8417 | 0.4536 | 81.9602 | 4.1185 | W6x10.4 - 14 | 6 | Dark Blue | DBL | 0 |  | 1.01-002 | 0.28% | -0.1% | 7 |  | 3.25 | 75.9602 | 78.7102
1.01 | 1.01-S1.R016 | 1.01-S1.R016.H | 1.01-S1.R016.H-YEL | 2995539.3273 | 13697033.8495 | Interior Array |  |  |  | 78.1812 | 78.1812 | 0.3623 | 81.8859 | 3.7047 | W6x7 - 13 | 6 | Yellow | YEL | 0 |  | 1.01-002 | 0.28% | -0.1% | 7 |  | 3 | 75.8859 | 78.8859
1.01 | 1.01-S1.R016 | 1.01-S1.R016.I | 1.01-S1.R016.I-YEL | 2995539.3273 | 13697006.3709 | Interior Array |  |  |  | 78.363 | 78.363 | 0.4509 | 81.8096 | 3.4466 | W6x7 - 13 | 6 | Yellow | YEL | 0 |  | 1.01-002 | 0.28% | -0.1% | 7 |  | 3 | 75.8096 | 78.8096
1.01 | 1.01-S1.R016 | 1.01-S1.R016.J | 1.01-S1.R016.J-YEL | 2995539.3273 | 13696978.8926 | Interior Array |  |  |  | 77.9836 | 77.9836 | 0.5267 | 81.7333 | 3.7497 | W6x7 - 13 | 6 | Yellow | YEL | 0 |  | 1.01-002 | 0.28% | -0.1% | 7 |  | 3 | 75.7333 | 78.7333
1.01 | 1.01-S1.R016 | 1.01-S1.R016.K | 1.01-S1.R016.K-YEL | 2995539.3273 | 13696951.4143 | Interior Array |  |  |  | 77.9985 | 77.9985 | 0.5431 | 81.657 | 3.6585 | W6x7 - 13 | 6 | Yellow | YEL | 0 |  | 1.01-002 | 0.28% | -0.1% | 7 |  | 3 | 75.657 | 78.657
1.01 | 1.01-S1.R016 | 1.01-S1.R016.L | 1.01-S1.R016.L-YEL | 2995539.3273 | 13696927.3022 | Interior Array |  |  |  | 77.7832 | 77.7832 | 0.5556 | 81.5901 | 3.8069 | W6x7 - 13 | 6 | Yellow | YEL | 0 |  | 1.01-002 | 0.28% | -0.1% | 7 |  | 3 | 75.5901 | 78.5901
1.01 | 1.01-S1.R017 | 1.01-S1.R017.A | 1.01-S1.R017.A-LBL | 2995559.3273 | 13697218.0559 | Interior Array |  |  |  | 78.0357 | 78.0357 | 0.361 | 82.3772 | 4.3415 | W6x7 - 14 | 6 | Light Blue | LBL | 0 |  | 1.01-002 | 0.28% | -0.1% | 7 |  | 3 | 76.3772 | 79.3772
1.01 | 1.01-S1.R017 | 1.01-S1.R017.B | 1.01-S1.R017.B-LGR | 2995559.3273 | 13697197.3098 | Interior Edge Array |  |  |  | 77.9288 | 77.9288 | 0.4683 | 82.3196 | 4.3908 | W6x8.5 - 15 | 4.5 | Light Green | LGR | 0 |  | 1.01-002 | 0.28% | -0.1% | 7 |  | 3 | 77.8196 | 79.3196
1.01 | 1.01-S1.R017 | 1.01-S1.R017.C | 1.01-S1.R017.C-LBL | 2995559.3273 | 13697169.8316 | Interior Array |  |  |  | 77.9193 | 77.9193 | 0.513 | 82.2434 | 4.3241 | W6x7 - 14 | 6 | Light Blue | LBL | 0 |  | 1.01-002 | 0.28% | -0.1% | 7 |  | 3 | 76.2434 | 79.2434
1.01 | 1.01-S1.R017 | 1.01-S1.R017.D | 1.01-S1.R017.D-YEL | 2995559.3273 | 13697142.3533 | Interior Array |  |  |  | 78.1191 | 78.1191 | 0.344 | 82.1671 | 4.048 | W6x7 - 13 | 6 | Yellow | YEL | 0 |  | 1.01-002 | 0.28% | -0.1% | 7 |  | 3 | 76.1671 | 79.1671
1.01 | 1.01-S1.R017 | 1.01-S1.R017.E | 1.01-S1.R017.E-YEL | 2995559.3273 | 13697114.875 | Interior Array |  |  |  | 78.1776 | 78.1776 | 0.3282 | 82.0908 | 3.9132 | W6x7 - 13 | 6 | Yellow | YEL | 0 |  | 1.01-002 | 0.28% | -0.1% | 7 |  | 3 | 76.0908 | 79.0908
1.01 | 1.01-S1.R017 | 1.01-S1.R017.F | 1.01-S1.R017.F-YEL | 2995559.3273 | 13697087.3967 | Interior Array |  |  |  | 77.8802 | 77.8802 | 0.368 | 82.0145 | 4.1343 | W6x7 - 13 | 6 | Yellow | YEL | 0 |  | 1.01-002 | 0.28% | -0.1% | 7 |  | 3 | 76.0145 | 79.0145
1.01 | 1.01-S1.R017 | 1.01-S1.R017.G | 1.01-S1.R017.G-DBL | 2995559.3273 | 13697060.6231 | Interior Motor |  |  |  | 77.9454 | 77.9454 | 0.281 | 81.9402 | 3.9948 | W6x10.4 - 14 | 6 | Dark Blue | DBL | 0 |  | 1.01-002 | 0.28% | -0.1% | 7 |  | 3.25 | 75.9402 | 78.6902
1.01 | 1.01-S1.R017 | 1.01-S1.R017.H | 1.01-S1.R017.H-YEL | 2995559.3273 | 13697033.8495 | Interior Array |  |  |  | 77.8996 | 77.8996 | 0.4913 | 81.8659 | 3.9663 | W6x7 - 13 | 6 | Yellow | YEL | 0 |  | 1.01-002 | 0.28% | -0.1% | 7 |  | 3 | 75.8659 | 78.8659
1.01 | 1.01-S1.R017 | 1.01-S1.R017.I | 1.01-S1.R017.I-YEL | 2995559.3273 | 13697006.3709 | Interior Array |  |  |  | 78.0562 | 78.0562 | 0.4164 | 81.7896 | 3.7334 | W6x7 - 13 | 6 | Yellow | YEL | 0 |  | 1.01-002 | 0.28% | -0.1% | 7 |  | 3 | 75.7896 | 78.7896
1.01 | 1.01-S1.R017 | 1.01-S1.R017.J | 1.01-S1.R017.J-YEL | 2995559.3273 | 13696978.8926 | Interior Array |  |  |  | 78.0333 | 78.0333 | 0.5379 | 81.7133 | 3.68 | W6x7 - 13 | 6 | Yellow | YEL | 0 |  | 1.01-002 | 0.28% | -0.1% | 7 |  | 3 | 75.7133 | 78.7133
1.01 | 1.01-S1.R017 | 1.01-S1.R017.K | 1.01-S1.R017.K-YEL | 2995559.3273 | 13696951.4143 | Interior Array |  |  |  | 78.0134 | 78.0134 | 0.5632 | 81.637 | 3.6236 | W6x7 - 13 | 6 | Yellow | YEL | 0 |  | 1.01-002 | 0.28% | -0.1% | 7 |  | 3 | 75.637 | 78.637
1.01 | 1.01-S1.R017 | 1.01-S1.R017.L | 1.01-S1.R017.L-YEL | 2995559.3273 | 13696927.3022 | Interior Array |  |  |  | 78.0478 | 78.0478 | 0.577 | 81.5701 | 3.5223 | W6x7 - 13 | 6 | Yellow | YEL | 0 |  | 1.01-002 | 0.28% | -0.1% | 7 |  | 3 | 75.5701 | 78.5701
1.01 | 1.01-S1.R018 | 1.01-S1.R018.A | 1.01-S1.R018.A-LBL | 2995579.3273 | 13697218.0559 | Interior Array |  |  |  | 77.8684 | 77.8684 | 0.4726 | 82.3572 | 4.4888 | W6x7 - 14 | 6 | Light Blue | LBL | 0 |  | 1.01-002 | 0.28% | -0.1% | 7 |  | 3 | 76.3572 | 79.3572
1.01 | 1.01-S1.R018 | 1.01-S1.R018.B | 1.01-S1.R018.B-LGR | 2995579.3273 | 13697197.3098 | Interior Edge Array |  |  |  | 77.9283 | 77.9283 | 0.4417 | 82.2996 | 4.3713 | W6x8.5 - 15 | 4.5 | Light Green | LGR | 0 |  | 1.01-002 | 0.28% | -0.1% | 7 |  | 3 | 77.7996 | 79.2996
1.01 | 1.01-S1.R018 | 1.01-S1.R018.C | 1.01-S1.R018.C-LBL | 2995579.3273 | 13697169.8316 | Interior Array |  |  |  | 77.8074 | 77.8074 | 0.571 | 82.2234 | 4.416 | W6x7 - 14 | 6 | Light Blue | LBL | 0 |  | 1.01-002 | 0.28% | -0.1% | 7 |  | 3 | 76.2234 | 79.2234
1.01 | 1.01-S1.R018 | 1.01-S1.R018.D | 1.01-S1.R018.D-LBL | 2995579.3273 | 13697142.3533 | Interior Array |  |  |  | 77.9235 | 77.9235 | 0.5229 | 82.1471 | 4.2236 | W6x7 - 14 | 6 | Light Blue | LBL | 0 |  | 1.01-002 | 0.28% | -0.1% | 7 |  | 3 | 76.1471 | 79.1471
1.01 | 1.01-S1.R018 | 1.01-S1.R018.E | 1.01-S1.R018.E-YEL | 2995579.3273 | 13697114.875 | Interior Array |  |  |  | 77.8183 | 77.8183 | 0.2787 | 82.0708 | 4.2525 | W6x7 - 13 | 6 | Yellow | YEL | 0 |  | 1.01-002 | 0.28% | -0.1% | 7 |  | 3 | 76.0708 | 79.0708
1.01 | 1.01-S1.R018 | 1.01-S1.R018.F | 1.01-S1.R018.F-YEL | 2995579.3273 | 13697087.3967 | Interior Array |  |  |  | 77.9922 | 77.9922 | 0.1968 | 81.9945 | 4.0023 | W6x7 - 13 | 6 | Yellow | YEL | 0 |  | 1.01-002 | 0.28% | -0.1% | 7 |  | 3 | 75.9945 | 78.9945
1.01 | 1.01-S1.R018 | 1.01-S1.R018.G | 1.01-S1.R018.G-DBL | 2995579.3273 | 13697060.6231 | Interior Motor |  |  |  | 77.8745 | 77.8745 | 0.3511 | 81.9202 | 4.0457 | W6x10.4 - 14 | 6 | Dark Blue | DBL | 0 |  | 1.01-002 | 0.28% | -0.1% | 7 |  | 3.25 | 75.9202 | 78.6702
1.01 | 1.01-S1.R018 | 1.01-S1.R018.H | 1.01-S1.R018.H-YEL | 2995579.3273 | 13697033.8495 | Interior Array |  |  |  | 78.0655 | 78.0655 | 0.2247 | 81.8459 | 3.7804 | W6x7 - 13 | 6 | Yellow | YEL | 0 |  | 1.01-002 | 0.28% | -0.1% | 7 |  | 3 | 75.8459 | 78.8459
1.01 | 1.01-S1.R018 | 1.01-S1.R018.I | 1.01-S1.R018.I-YEL | 2995579.3273 | 13697006.3709 | Interior Array |  |  |  | 78.1491 | 78.1491 | 0.4561 | 81.7696 | 3.6205 | W6x7 - 13 | 6 | Yellow | YEL | 0 |  | 1.01-002 | 0.28% | -0.1% | 7 |  | 3 | 75.7696 | 78.7696
1.01 | 1.01-S1.R018 | 1.01-S1.R018.J | 1.01-S1.R018.J-YEL | 2995579.3273 | 13696978.8926 | Interior Array |  |  |  | 78.0273 | 78.0273 | 0.5479 | 81.6933 | 3.666 | W6x7 - 13 | 6 | Yellow | YEL | 0 |  | 1.01-002 | 0.28% | -0.1% | 7 |  | 3 | 75.6933 | 78.6933
1.01 | 1.01-S1.R018 | 1.01-S1.R018.K | 1.01-S1.R018.K-YEL | 2995579.3273 | 13696951.4143 | Interior Array |  |  |  | 78.0876 | 78.0876 | 0.5732 | 81.617 | 3.5294 | W6x7 - 13 | 6 | Yellow | YEL | 0 |  | 1.01-002 | 0.28% | -0.1% | 7 |  | 3 | 75.617 | 78.617
1.01 | 1.01-S1.R018 | 1.01-S1.R018.L | 1.01-S1.R018.L-YEL | 2995579.3273 | 13696927.3022 | Interior Array |  |  |  | 78.1562 | 78.1562 | 0.6014 | 81.5501 | 3.3939 | W6x7 - 13 | 6 | Yellow | YEL | 0 |  | 1.01-002 | 0.28% | -0.1% | 7 |  | 3 | 75.5501 | 78.5501
1.01 | 1.01-S1.R019 | 1.01-S1.R019.A | 1.01-S1.R019.A-LBL | 2995599.3272 | 13697218.0559 | Interior Array |  |  |  | 77.9501 | 77.9501 | 0.3138 | 82.3372 | 4.3871 | W6x7 - 14 | 6 | Light Blue | LBL | 0 |  | 1.01-002 | 0.28% | -0.1% | 7 |  | 3 | 76.3372 | 79.3372
1.01 | 1.01-S1.R019 | 1.01-S1.R019.B | 1.01-S1.R019.B-LGR | 2995599.3272 | 13697197.3098 | Interior Edge Array |  |  |  | 77.8899 | 77.8899 | 0.2425 | 82.2796 | 4.3897 | W6x8.5 - 15 | 4.5 | Light Green | LGR | 0 |  | 1.01-002 | 0.28% | -0.1% | 7 |  | 3 | 77.7796 | 79.2796
1.01 | 1.01-S1.R019 | 1.01-S1.R019.C | 1.01-S1.R019.C-LBL | 2995599.3272 | 13697169.8316 | Interior Array |  |  |  | 77.8337 | 77.8337 | 0.561 | 82.2034 | 4.3697 | W6x7 - 14 | 6 | Light Blue | LBL | 0 |  | 1.01-002 | 0.28% | -0.1% | 7 |  | 3 | 76.2034 | 79.2034
1.01 | 1.01-S1.R019 | 1.01-S1.R019.D | 1.01-S1.R019.D-LBL | 2995599.3272 | 13697142.3533 | Interior Array |  |  |  | 77.8853 | 77.8853 | 0.5315 | 82.1271 | 4.2418 | W6x7 - 14 | 6 | Light Blue | LBL | 0 |  | 1.01-002 | 0.28% | -0.1% | 7 |  | 3 | 76.1271 | 79.1271
1.01 | 1.01-S1.R019 | 1.01-S1.R019.E | 1.01-S1.R019.E-YEL | 2995599.3272 | 13697114.875 | Interior Array |  |  |  | 78.1923 | 78.1923 | 0.2926 | 82.0508 | 3.8585 | W6x7 - 13 | 6 | Yellow | YEL | 0 |  | 1.01-002 | 0.28% | -0.1% | 7 |  | 3 | 76.0508 | 79.0508
1.01 | 1.01-S1.R019 | 1.01-S1.R019.F | 1.01-S1.R019.F-YEL | 2995599.3272 | 13697087.3967 | Interior Array |  |  |  | 78.025 | 78.025 | 0.1651 | 81.9745 | 3.9495 | W6x7 - 13 | 6 | Yellow | YEL | 0 |  | 1.01-002 | 0.28% | -0.1% | 7 |  | 3 | 75.9745 | 78.9745
1.01 | 1.01-S1.R019 | 1.01-S1.R019.G | 1.01-S1.R019.G-DBL | 2995599.3272 | 13697060.6231 | Interior Motor |  |  |  | 78.0843 | 78.0843 | 0.4388 | 81.9002 | 3.8159 | W6x10.4 - 14 | 6 | Dark Blue | DBL | 0 |  | 1.01-002 | 0.28% | -0.1% | 7 |  | 3.25 | 75.9002 | 78.6502
1.01 | 1.01-S1.R019 | 1.01-S1.R019.H | 1.01-S1.R019.H-YEL | 2995599.3272 | 13697033.8495 | Interior Array |  |  |  | 78.1184 | 78.1184 | 0.2836 | 81.8259 | 3.7075 | W6x7 - 13 | 6 | Yellow | YEL | 0 |  | 1.01-002 | 0.28% | -0.1% | 7 |  | 3 | 75.8259 | 78.8259
1.01 | 1.01-S1.R019 | 1.01-S1.R019.I | 1.01-S1.R019.I-YEL | 2995599.3272 | 13697006.3709 | Interior Array |  |  |  | 77.8336 | 77.8336 | 0.4711 | 81.7496 | 3.916 | W6x7 - 13 | 6 | Yellow | YEL | 0 |  | 1.01-002 | 0.28% | -0.1% | 7 |  | 3 | 75.7496 | 78.7496
1.01 | 1.01-S1.R019 | 1.01-S1.R019.J | 1.01-S1.R019.J-YEL | 2995599.3272 | 13696978.8926 | Interior Array |  |  |  | 78.0273 | 78.0273 | 0.5408 | 81.6733 | 3.646 | W6x7 - 13 | 6 | Yellow | YEL | 0 |  | 1.01-002 | 0.28% | -0.1% | 7 |  | 3 | 75.6733 | 78.6733
1.01 | 1.01-S1.R019 | 1.01-S1.R019.K | 1.01-S1.R019.K-YEL | 2995599.3272 | 13696951.4143 | Interior Array |  |  |  | 78.1919 | 78.1919 | 0.5831 | 81.597 | 3.4051 | W6x7 - 13 | 6 | Yellow | YEL | 0 |  | 1.01-002 | 0.28% | -0.1% | 7 |  | 3 | 75.597 | 78.597
1.01 | 1.01-S1.R019 | 1.01-S1.R019.L | 1.01-S1.R019.L-YEL | 2995599.3272 | 13696927.3022 | Interior Array |  |  |  | 78.2053 | 78.2053 | 0.6129 | 81.5301 | 3.3248 | W6x7 - 13 | 6 | Yellow | YEL | 0 |  | 1.01-002 | 0.28% | -0.1% | 7 |  | 3 | 75.5301 | 78.5301
1.01 | 1.01-S1.R020 | 1.01-S1.R020.A | 1.01-S1.R020.A-LBL | 2995619.3272 | 13697218.0559 | Interior Array |  |  |  | 77.8511 | 77.8511 | 0.4308 | 82.3172 | 4.4661 | W6x7 - 14 | 6 | Light Blue | LBL | 0 |  | 1.01-002 | 0.28% | -0.1% | 7 |  | 3 | 76.3172 | 79.3172
1.01 | 1.01-S1.R020 | 1.01-S1.R020.B | 1.01-S1.R020.B-LGR | 2995619.3272 | 13697197.3098 | Interior Edge Array |  |  |  | 78.0227 | 78.0227 | 0.2777 | 82.2596 | 4.2369 | W6x8.5 - 15 | 4.5 | Light Green | LGR | 0 |  | 1.01-002 | 0.28% | -0.1% | 7 |  | 3 | 77.7596 | 79.2596
1.01 | 1.01-S1.R020 | 1.01-S1.R020.C | 1.01-S1.R020.C-LBL | 2995619.3272 | 13697169.8316 | Interior Array |  |  |  | 77.8797 | 77.8797 | 0.4339 | 82.1834 | 4.3037 | W6x7 - 14 | 6 | Light Blue | LBL | 0 |  | 1.01-002 | 0.28% | -0.1% | 7 |  | 3 | 76.1834 | 79.1834
1.01 | 1.01-S1.R020 | 1.01-S1.R020.D | 1.01-S1.R020.D-LBL | 2995619.3272 | 13697142.3533 | Interior Array |  |  |  | 78.0624 | 78.0624 | 0.3425 | 82.1071 | 4.0447 | W6x7 - 14 | 6 | Light Blue | LBL | 0 |  | 1.01-002 | 0.28% | -0.1% | 7 |  | 3 | 76.1071 | 79.1071
1.01 | 1.01-S1.R020 | 1.01-S1.R020.E | 1.01-S1.R020.E-YEL | 2995619.3272 | 13697114.875 | Interior Array |  |  |  | 78.1281 | 78.1281 | 0.3657 | 82.0308 | 3.9027 | W6x7 - 13 | 6 | Yellow | YEL | 0 |  | 1.01-002 | 0.28% | -0.1% | 7 |  | 3 | 76.0308 | 79.0308
1.01 | 1.01-S1.R020 | 1.01-S1.R020.F | 1.01-S1.R020.F-YEL | 2995619.3272 | 13697087.3967 | Interior Array |  |  |  | 78.1048 | 78.1048 | 0.2811 | 81.9545 | 3.8497 | W6x7 - 13 | 6 | Yellow | YEL | 0 |  | 1.01-002 | 0.28% | -0.1% | 7 |  | 3 | 75.9545 | 78.9545
1.01 | 1.01-S1.R020 | 1.01-S1.R020.G | 1.01-S1.R020.G-DBL | 2995619.3272 | 13697060.6231 | Interior Motor |  |  |  | 77.9858 | 77.9858 | 0.2047 | 81.8802 | 3.8944 | W6x10.4 - 14 | 6 | Dark Blue | DBL | 0 |  | 1.01-002 | 0.28% | -0.1% | 7 |  | 3.25 | 75.8802 | 78.6302
1.01 | 1.01-S1.R020 | 1.01-S1.R020.H | 1.01-S1.R020.H-YEL | 2995619.3272 | 13697033.8495 | Interior Array |  |  |  | 77.8855 | 77.8855 | 0.2855 | 81.8059 | 3.9204 | W6x7 - 13 | 6 | Yellow | YEL | 0 |  | 1.01-002 | 0.28% | -0.1% | 7 |  | 3 | 75.8059 | 78.8059
1.01 | 1.01-S1.R020 | 1.01-S1.R020.I | 1.01-S1.R020.I-YEL | 2995619.3272 | 13697006.3709 | Interior Array |  |  |  | 77.8094 | 77.8094 | 0.4892 | 81.7296 | 3.9202 | W6x7 - 13 | 6 | Yellow | YEL | 0 |  | 1.01-002 | 0.28% | -0.1% | 7 |  | 3 | 75.7296 | 78.7296
1.01 | 1.01-S1.R020 | 1.01-S1.R020.J | 1.01-S1.R020.J-YEL | 2995619.3272 | 13696978.8926 | Interior Array |  |  |  | 78.0706 | 78.0706 | 0.5488 | 81.6533 | 3.5827 | W6x7 - 13 | 6 | Yellow | YEL | 0 |  | 1.01-002 | 0.28% | -0.1% | 7 |  | 3 | 75.6533 | 78.6533
1.01 | 1.01-S1.R020 | 1.01-S1.R020.K | 1.01-S1.R020.K-YEL | 2995619.3272 | 13696951.4143 | Interior Array |  |  |  | 78.3275 | 78.3275 | 0.5907 | 81.577 | 3.2495 | W6x7 - 13 | 6 | Yellow | YEL | 0 |  | 1.01-002 | 0.28% | -0.1% | 7 |  | 3 | 75.577 | 78.577
1.01 | 1.01-S1.R020 | 1.01-S1.R020.L | 1.01-S1.R020.L-YEL | 2995619.3272 | 13696927.3022 | Interior Array |  |  |  | 78.2367 | 78.2367 | 0.6201 | 81.5101 | 3.2734 | W6x7 - 13 | 6 | Yellow | YEL | 0 |  | 1.01-002 | 0.28% | -0.1% | 7 |  | 3 | 75.5101 | 78.5101
1.01 | 1.01-S1.R021 | 1.01-S1.R021.A | 1.01-S1.R021.A-LBL | 2995639.3271 | 13697218.0559 | Interior Array |  |  |  | 77.7147 | 77.7147 | 0.5288 | 82.2972 | 4.5825 | W6x7 - 14 | 6 | Light Blue | LBL | 0 |  | 1.01-002 | 0.28% | -0.1% | 7 |  | 3 | 76.2972 | 79.2972
1.01 | 1.01-S1.R021 | 1.01-S1.R021.B | 1.01-S1.R021.B-LGR | 2995639.3271 | 13697197.3098 | Interior Edge Array |  |  |  | 77.8439 | 77.8439 | 0.4181 | 82.2396 | 4.3957 | W6x8.5 - 15 | 4.5 | Light Green | LGR | 0 |  | 1.01-002 | 0.28% | -0.1% | 7 |  | 3 | 77.7396 | 79.2396
1.01 | 1.01-S1.R021 | 1.01-S1.R021.C | 1.01-S1.R021.C-LBL | 2995639.3271 | 13697169.8316 | Interior Array |  |  |  | 77.8679 | 77.8679 | 0.4144 | 82.1634 | 4.2955 | W6x7 - 14 | 6 | Light Blue | LBL | 0 |  | 1.01-002 | 0.28% | -0.1% | 7 |  | 3 | 76.1634 | 79.1634
1.01 | 1.01-S1.R021 | 1.01-S1.R021.D | 1.01-S1.R021.D-LBL | 2995639.3271 | 13697142.3533 | Interior Array |  |  |  | 77.8829 | 77.8829 | 0.4141 | 82.0871 | 4.2042 | W6x7 - 14 | 6 | Light Blue | LBL | 0 |  | 1.01-002 | 0.28% | -0.1% | 7 |  | 3 | 76.0871 | 79.0871
1.01 | 1.01-S1.R021 | 1.01-S1.R021.E | 1.01-S1.R021.E-YEL | 2995639.3271 | 13697114.875 | Interior Array |  |  |  | 77.9563 | 77.9563 | 0.3694 | 82.0108 | 4.0545 | W6x7 - 13 | 6 | Yellow | YEL | 0 |  | 1.01-002 | 0.28% | -0.1% | 7 |  | 3 | 76.0108 | 79.0108
1.01 | 1.01-S1.R021 | 1.01-S1.R021.F | 1.01-S1.R021.F-YEL | 2995639.3271 | 13697087.3967 | Interior Array |  |  |  | 77.9768 | 77.9768 | 0.3853 | 81.9345 | 3.9577 | W6x7 - 13 | 6 | Yellow | YEL | 0 |  | 1.01-002 | 0.28% | -0.1% | 7 |  | 3 | 75.9345 | 78.9345
1.01 | 1.01-S1.R021 | 1.01-S1.R021.G | 1.01-S1.R021.G-DBL | 2995639.3271 | 13697060.6231 | Interior Motor |  |  |  | 77.9225 | 77.9225 | 0.0336 | 81.8602 | 3.9377 | W6x10.4 - 14 | 6 | Dark Blue | DBL | 0 |  | 1.01-002 | 0.28% | -0.1% | 7 |  | 3.25 | 75.8602 | 78.6102
1.01 | 1.01-S1.R021 | 1.01-S1.R021.H | 1.01-S1.R021.H-YEL | 2995639.3271 | 13697033.8495 | Interior Array |  |  |  | 77.9722 | 77.9722 | 0.225 | 81.7859 | 3.8137 | W6x7 - 13 | 6 | Yellow | YEL | 0 |  | 1.01-002 | 0.28% | -0.1% | 7 |  | 3 | 75.7859 | 78.7859
1.01 | 1.01-S1.R021 | 1.01-S1.R021.I | 1.01-S1.R021.I-YEL | 2995639.3271 | 13697006.3709 | Interior Array |  |  |  | 77.8745 | 77.8745 | 0.4871 | 81.7096 | 3.8351 | W6x7 - 13 | 6 | Yellow | YEL | 0 |  | 1.01-002 | 0.28% | -0.1% | 7 |  | 3 | 75.7096 | 78.7096
1.01 | 1.01-S1.R021 | 1.01-S1.R021.J | 1.01-S1.R021.J-YEL | 2995639.3271 | 13696978.8926 | Interior Array |  |  |  | 77.9955 | 77.9955 | 0.5508 | 81.6333 | 3.6378 | W6x7 - 13 | 6 | Yellow | YEL | 0 |  | 1.01-002 | 0.28% | -0.1% | 7 |  | 3 | 75.6333 | 78.6333
1.01 | 1.01-S1.R021 | 1.01-S1.R021.K | 1.01-S1.R021.K-YEL | 2995639.3271 | 13696951.4143 | Interior Array |  |  |  | 78.1019 | 78.1019 | 0.5986 | 81.557 | 3.4551 | W6x7 - 13 | 6 | Yellow | YEL | 0 |  | 1.01-002 | 0.28% | -0.1% | 7 |  | 3 | 75.557 | 78.557
1.01 | 1.01-S1.R021 | 1.01-S1.R021.L | 1.01-S1.R021.L-YEL | 2995639.3271 | 13696927.3022 | Interior Array |  |  |  | 78.2681 | 78.2681 | 0.6275 | 81.4901 | 3.222 | W6x7 - 13 | 6 | Yellow | YEL | 0 |  | 1.01-002 | 0.28% | -0.1% | 7 |  | 3 | 75.4901 | 78.4901
1.01 | 1.01-S1.R022 | 1.01-S1.R022.A | 1.01-S1.R022.A-LBL | 2995659.3271 | 13697218.0559 | Interior Array |  |  |  | 77.7145 | 77.7145 | 0.5031 | 82.2772 | 4.5627 | W6x7 - 14 | 6 | Light Blue | LBL | 0 |  |  | 0.1882% | N/A | 1 |  | 3 | 76.2772 | 79.2772
1.01 | 1.01-S1.R022 | 1.01-S1.R022.B | 1.01-S1.R022.B-LGR | 2995659.3271 | 13697197.3098 | Interior Edge Array |  |  |  | 77.8815 | 77.8815 | 0.3505 | 82.2382 | 4.3567 | W6x8.5 - 15 | 4.5 | Light Green | LGR | 0 |  |  | 0.1882% | N/A | 1 |  | 3 | 77.7382 | 79.2382
1.01 | 1.01-S1.R022 | 1.01-S1.R022.C | 1.01-S1.R022.C-LBL | 2995659.3271 | 13697169.8316 | Interior Array |  |  |  | 77.8915 | 77.8915 | 0.3609 | 82.1865 | 4.295 | W6x7 - 14 | 6 | Light Blue | LBL | 0 |  |  | 0.1882% | N/A | 1 |  | 3 | 76.1865 | 79.1865
1.01 | 1.01-S1.R022 | 1.01-S1.R022.D | 1.01-S1.R022.D-LBL | 2995659.3271 | 13697142.3533 | Interior Array |  |  |  | 77.9108 | 77.9108 | 0.3581 | 82.1348 | 4.224 | W6x7 - 14 | 6 | Light Blue | LBL | 0 |  |  | 0.1882% | N/A | 1 |  | 3 | 76.1348 | 79.1348
1.01 | 1.01-S1.R022 | 1.01-S1.R022.E | 1.01-S1.R022.E-YEL | 2995659.3271 | 13697114.875 | Interior Array |  |  |  | 78.0438 | 78.0438 | 0.2422 | 82.0831 | 4.0393 | W6x7 - 13 | 6 | Yellow | YEL | 0 |  |  | 0.1882% | N/A | 1 |  | 3 | 76.0831 | 79.0831
1.01 | 1.01-S1.R022 | 1.01-S1.R022.F | 1.01-S1.R022.F-YEL | 2995659.3271 | 13697087.3967 | Interior Array |  |  |  | 77.9623 | 77.9623 | 0.398 | 82.0314 | 4.0691 | W6x7 - 13 | 6 | Yellow | YEL | 0 |  |  | 0.1882% | N/A | 1 |  | 3 | 76.0314 | 79.0314
1.01 | 1.01-S1.R022 | 1.01-S1.R022.G | 1.01-S1.R022.G-PRP | 2995659.3271 | 13697060.6231 | Dead End Motor |  |  |  | 78.2292 | 78.2292 | 0.123 | 81.981 | 3.7518 | W6x20 - 16 | 5.25 | Purple | PRP | 0 |  |  | 0.1882% | N/A | 1 | Dead End | 3.75 | 76.731 | 78.231
1.01 | 1.01-S1.R022 | 1.01-S1.R022.H | 1.01-S1.R022.H-YEL | 2995659.3271 | 13697033.8495 | Interior Array |  |  |  | 77.9872 | 77.9872 | 0.2352 | 81.9306 | 3.9434 | W6x7 - 13 | 6 | Yellow | YEL | 0 |  |  | 0.1882% | N/A | 1 |  | 3 | 75.9306 | 78.9306
1.01 | 1.01-S1.R022 | 1.01-S1.R022.I | 1.01-S1.R022.I-YEL | 2995659.3271 | 13697006.3709 | Interior Array |  |  |  | 77.9551 | 77.9551 | 0.482 | 81.8789 | 3.9238 | W6x7 - 13 | 6 | Yellow | YEL | 0 |  |  | 0.1882% | N/A | 1 |  | 3 | 75.8789 | 78.8789
1.01 | 1.01-S1.R022 | 1.01-S1.R022.J | 1.01-S1.R022.J-YEL | 2995659.3271 | 13696978.8926 | Interior Array |  |  |  | 77.8346 | 77.8346 | 0.5396 | 81.8272 | 3.9926 | W6x7 - 13 | 6 | Yellow | YEL | 0 |  |  | 0.1882% | N/A | 1 |  | 3 | 75.8272 | 78.8272
1.01 | 1.01-S1.R022 | 1.01-S1.R022.K | 1.01-S1.R022.K-YEL | 2995659.3271 | 13696951.4143 | Interior Array |  |  |  | 77.7599 | 77.7599 | 0.6013 | 81.7755 | 4.0156 | W6x7 - 13 | 6 | Yellow | YEL | 0 |  |  | 0.1882% | N/A | 1 |  | 3 | 75.7755 | 78.7755
1.01 | 1.01-S1.R022 | 1.01-S1.R022.L | 1.01-S1.R022.L-YEL | 2995659.3271 | 13696927.3022 | Interior Array |  |  |  | 78.1079 | 78.1079 | 0.5974 | 81.7301 | 3.6222 | W6x7 - 13 | 6 | Yellow | YEL | 0 |  |  | 0.1882% | N/A | 1 |  | 3 | 75.7301 | 78.7301
1.01 | 1.01-S2.R001 | 1.01-S2.R001.A | 1.01-S2.R001.A-RED | 2995239.3273 | 13696898.7944 | Exterior Array |  |  |  | 78.0261 | 78.0261 | 0.8767 | 81.947 | 3.9209 | W6x12 - 16.5 | 4.5 | Red | RED | 0 |  | 1.01-003 | 0.07% | 0.05% | 8 |  | 3 | 77.447 | 78.947
1.01 | 1.01-S2.R001 | 1.01-S2.R001.B | 1.01-S2.R001.B-RED | 2995239.3273 | 13696878.0483 | Exterior Array |  |  |  | 78.0772 | 78.0772 | 0.8236 | 81.9316 | 3.8544 | W6x12 - 16.5 | 4.5 | Red | RED | 0 |  | 1.01-003 | 0.07% | 0.05% | 8 |  | 3 | 77.4316 | 78.9316
1.01 | 1.01-S2.R001 | 1.01-S2.R001.C | 1.01-S2.R001.C-WHT | 2995239.3273 | 13696850.5697 | Exterior Array |  |  |  | 77.5577 | 77.5577 | 1.3412 | 81.9113 | 4.3536 | W6x15 - 15.5 | 6 | White | WHT | 0 |  | 1.01-003 | 0.07% | 0.05% | 8 |  | 3 | 75.9113 | 78.9113
1.01 | 1.01-S2.R001 | 1.01-S2.R001.D | 1.01-S2.R001.D-WHT | 2995239.3273 | 13696823.0914 | Exterior Array |  |  |  | 77.5531 | 77.5531 | 1.3453 | 81.8909 | 4.3378 | W6x15 - 15.5 | 6 | White | WHT | 0 |  | 1.01-003 | 0.07% | 0.05% | 8 |  | 3 | 75.8909 | 78.8909
1.01 | 1.01-S2.R001 | 1.01-S2.R001.E | 1.01-S2.R001.E-WHT | 2995239.3273 | 13696795.6131 | Exterior Array |  |  |  | 77.4644 | 77.4644 | 1.4326 | 81.8706 | 4.4062 | W6x15 - 15.5 | 6 | White | WHT | 0 |  | 1.01-003 | 0.07% | 0.05% | 8 |  | 3 | 75.8706 | 78.8706
1.01 | 1.01-S2.R001 | 1.01-S2.R001.F | 1.01-S2.R001.F-RED | 2995239.3273 | 13696768.1348 | Exterior Array |  |  |  | 77.7033 | 77.7033 | 1.1916 | 81.8503 | 4.147 | W6x12 - 16.5 | 4.5 | Red | RED | 0 |  | 1.01-003 | 0.07% | 0.05% | 8 |  | 3 | 77.3503 | 78.8503
1.01 | 1.01-S2.R001 | 1.01-S2.R001.G | 1.01-S2.R001.G-PRP | 2995239.3273 | 13696741.3613 | Dead End Motor |  |  |  | 77.8231 | 77.8231 | 1.0687 | 81.8305 | 4.0074 | W6x20 - 16 | 5.25 | Purple | PRP | 0 |  | 1.01-003 | 0.07% | 0.05% | 8 | Dead End | 3.75 | 76.5805 | 78.0805
1.01 | 1.01-S2.R001 | 1.01-S2.R001.H | 1.01-S2.R001.H-RED | 2995239.3273 | 13696714.5877 | Exterior Array |  |  |  | 77.913 | 77.913 | 0.9751 | 81.8106 | 3.8976 | W6x12 - 16.5 | 4.5 | Red | RED | 0 |  | 1.01-003 | 0.07% | 0.05% | 8 |  | 3 | 77.3106 | 78.8106
1.01 | 1.01-S2.R001 | 1.01-S2.R001.I | 1.01-S2.R001.I-RED | 2995239.3273 | 13696687.1094 | Exterior Array |  |  |  | 77.9153 | 77.9153 | 0.9648 | 81.7903 | 3.875 | W6x12 - 16.5 | 4.5 | Red | RED | 0 |  | 1.01-003 | 0.07% | 0.05% | 8 |  | 3 | 77.2903 | 78.7903
1.01 | 1.01-S2.R001 | 1.01-S2.R001.J | 1.01-S2.R001.J-RED | 2995239.3273 | 13696659.6308 | Exterior Array |  |  |  | 77.8643 | 77.8643 | 1.0093 | 81.77 | 3.9057 | W6x12 - 16.5 | 4.5 | Red | RED | 0 |  | 1.01-003 | 0.07% | 0.05% | 8 |  | 3 | 77.27 | 78.77
1.01 | 1.01-S2.R001 | 1.01-S2.R001.K | 1.01-S2.R001.K-RED | 2995239.3273 | 13696632.1525 | Exterior Array |  |  |  | 77.9111 | 77.9111 | 0.9493 | 81.7496 | 3.8385 | W6x12 - 16.5 | 4.5 | Red | RED | 0 |  | 1.01-003 | 0.07% | 0.05% | 8 |  | 3 | 77.2496 | 78.7496
1.01 | 1.01-S2.R001 | 1.01-S2.R001.L | 1.01-S2.R001.L-RED | 2995239.3273 | 13696608.0404 | Exterior Array |  |  |  | 77.9125 | 77.9125 | 0.9406 | 81.7318 | 3.8193 | W6x12 - 16.5 | 4.5 | Red | RED | 0 |  | 1.01-003 | 0.07% | 0.05% | 8 |  | 3 | 77.2318 | 78.7318
1.01 | 1.01-S2.R002 | 1.01-S2.R002.A | 1.01-S2.R002.A-RED | 2995259.3272 | 13696898.7944 | Exterior Array |  |  |  | 78.1814 | 78.1814 | 0.719 | 81.957 | 3.7756 | W6x12 - 16.5 | 4.5 | Red | RED | 0 |  | 1.01-003 | 0.07% | 0.05% | 8 |  | 3 | 77.457 | 78.957
1.01 | 1.01-S2.R002 | 1.01-S2.R002.B | 1.01-S2.R002.B-RED | 2995259.3272 | 13696878.0483 | Exterior Array |  |  |  | 77.7596 | 77.7596 | 1.1388 | 81.9416 | 4.182 | W6x12 - 16.5 | 4.5 | Red | RED | 0 |  | 1.01-003 | 0.07% | 0.05% | 8 |  | 3 | 77.4416 | 78.9416
1.01 | 1.01-S2.R002 | 1.01-S2.R002.C | 1.01-S2.R002.C-RED | 2995259.3272 | 13696850.5697 | Exterior Array |  |  |  | 77.7849 | 77.7849 | 1.1113 | 81.9213 | 4.1364 | W6x12 - 16.5 | 4.5 | Red | RED | 0 |  | 1.01-003 | 0.07% | 0.05% | 8 |  | 3 | 77.4213 | 78.9213
1.01 | 1.01-S2.R002 | 1.01-S2.R002.D | 1.01-S2.R002.D-RED | 2995259.3272 | 13696823.0914 | Exterior Array |  |  |  | 77.6866 | 77.6866 | 1.209 | 81.9009 | 4.2143 | W6x12 - 16.5 | 4.5 | Red | RED | 0 |  | 1.01-003 | 0.07% | 0.05% | 8 |  | 3 | 77.4009 | 78.9009
1.01 | 1.01-S2.R002 | 1.01-S2.R002.E | 1.01-S2.R002.E-RED | 2995259.3272 | 13696795.6131 | Exterior Array |  |  |  | 77.7888 | 77.7888 | 1.105 | 81.8806 | 4.0918 | W6x12 - 16.5 | 4.5 | Red | RED | 0 |  | 1.01-003 | 0.07% | 0.05% | 8 |  | 3 | 77.3806 | 78.8806
1.01 | 1.01-S2.R002 | 1.01-S2.R002.F | 1.01-S2.R002.F-RED | 2995259.3272 | 13696768.1348 | Exterior Array |  |  |  | 77.8765 | 77.8765 | 1.0151 | 81.8603 | 3.9838 | W6x12 - 16.5 | 4.5 | Red | RED | 0 |  | 1.01-003 | 0.07% | 0.05% | 8 |  | 3 | 77.3603 | 78.8603
1.01 | 1.01-S2.R002 | 1.01-S2.R002.G | 1.01-S2.R002.G-BRO | 2995259.3272 | 13696741.3613 | Exterior Motor |  |  |  | 77.9622 | 77.9622 | 0.9231 | 81.8405 | 3.8783 | W6x15 - 15.5 | 5.25 | Brown | BRO | 0 |  | 1.01-003 | 0.07% | 0.05% | 8 |  | 3.5 | 76.5905 | 78.3405
1.01 | 1.01-S2.R002 | 1.01-S2.R002.H | 1.01-S2.R002.H-RED | 2995259.3272 | 13696714.5877 | Exterior Array |  |  |  | 77.9196 | 77.9196 | 0.9614 | 81.8206 | 3.901 | W6x12 - 16.5 | 4.5 | Red | RED | 0 |  | 1.01-003 | 0.07% | 0.05% | 8 |  | 3 | 77.3206 | 78.8206
1.01 | 1.01-S2.R002 | 1.01-S2.R002.I | 1.01-S2.R002.I-RED | 2995259.3272 | 13696687.1094 | Exterior Array |  |  |  | 77.9697 | 77.9697 | 0.9026 | 81.8003 | 3.8306 | W6x12 - 16.5 | 4.5 | Red | RED | 0 |  | 1.01-003 | 0.07% | 0.05% | 8 |  | 3 | 77.3003 | 78.8003
1.01 | 1.01-S2.R002 | 1.01-S2.R002.J | 1.01-S2.R002.J-RED | 2995259.3272 | 13696659.6308 | Exterior Array |  |  |  | 78.028 | 78.028 | 0.8349 | 81.78 | 3.752 | W6x12 - 16.5 | 4.5 | Red | RED | 0 |  | 1.01-003 | 0.07% | 0.05% | 8 |  | 3 | 77.28 | 78.78
1.01 | 1.01-S2.R002 | 1.01-S2.R002.K | 1.01-S2.R002.K-RED | 2995259.3272 | 13696632.1525 | Exterior Array |  |  |  | 77.9207 | 77.9207 | 0.9296 | 81.7596 | 3.8389 | W6x12 - 16.5 | 4.5 | Red | RED | 0 |  | 1.01-003 | 0.07% | 0.05% | 8 |  | 3 | 77.2596 | 78.7596
1.01 | 1.01-S2.R002 | 1.01-S2.R002.L | 1.01-S2.R002.L-RED | 2995259.3272 | 13696608.0404 | Exterior Array |  |  |  | 77.907 | 77.907 | 0.9319 | 81.7418 | 3.8348 | W6x12 - 16.5 | 4.5 | Red | RED | 0 |  | 1.01-003 | 0.07% | 0.05% | 8 |  | 3 | 77.2418 | 78.7418
1.01 | 1.01-S2.R003 | 1.01-S2.R003.A | 1.01-S2.R003.A-YEL | 2995279.3272 | 13696898.7944 | Interior Array |  |  |  | 77.9069 | 77.9069 | 0.9892 | 81.967 | 4.0601 | W6x7 - 13 | 6 | Yellow | YEL | 0 |  | 1.01-003 | 0.07% | 0.05% | 8 |  | 3 | 75.967 | 78.967
1.01 | 1.01-S2.R003 | 1.01-S2.R003.B | 1.01-S2.R003.B-LGR | 2995279.3272 | 13696878.0483 | Interior Edge Array |  |  |  | 77.9554 | 77.9554 | 0.94 | 81.9516 | 3.9962 | W6x8.5 - 15 | 4.5 | Light Green | LGR | 0 |  | 1.01-003 | 0.07% | 0.05% | 8 |  | 3 | 77.4516 | 78.9516
1.01 | 1.01-S2.R003 | 1.01-S2.R003.C | 1.01-S2.R003.C-LBL | 2995279.3272 | 13696850.5697 | Interior Array |  |  |  | 77.8238 | 77.8238 | 1.0696 | 81.9313 | 4.1075 | W6x7 - 14 | 6 | Light Blue | LBL | 0 |  | 1.01-003 | 0.07% | 0.05% | 8 |  | 3 | 75.9313 | 78.9313
1.01 | 1.01-S2.R003 | 1.01-S2.R003.D | 1.01-S2.R003.D-LBL | 2995279.3272 | 13696823.0914 | Interior Array |  |  |  | 77.6817 | 77.6817 | 1.2107 | 81.9109 | 4.2292 | W6x7 - 14 | 6 | Light Blue | LBL | 0 |  | 1.01-003 | 0.07% | 0.05% | 8 |  | 3 | 75.9109 | 78.9109
1.01 | 1.01-S2.R003 | 1.01-S2.R003.E | 1.01-S2.R003.E-LBL | 2995279.3272 | 13696795.6131 | Interior Array |  |  |  | 77.7786 | 77.7786 | 1.1118 | 81.8906 | 4.112 | W6x7 - 14 | 6 | Light Blue | LBL | 0 |  | 1.01-003 | 0.07% | 0.05% | 8 |  | 3 | 75.8906 | 78.8906
1.01 | 1.01-S2.R003 | 1.01-S2.R003.F | 1.01-S2.R003.F-YEL | 2995279.3272 | 13696768.1348 | Interior Array |  |  |  | 77.9478 | 77.9478 | 0.9398 | 81.8703 | 3.9225 | W6x7 - 13 | 6 | Yellow | YEL | 0 |  | 1.01-003 | 0.07% | 0.05% | 8 |  | 3 | 75.8703 | 78.8703
1.01 | 1.01-S2.R003 | 1.01-S2.R003.G | 1.01-S2.R003.G-DBL | 2995279.3272 | 13696741.3613 | Interior Motor |  |  |  | 77.8153 | 77.8153 | 1.0638 | 81.8505 | 4.0352 | W6x10.4 - 14 | 6 | Dark Blue | DBL | 0 |  | 1.01-003 | 0.07% | 0.05% | 8 |  | 3.25 | 75.8505 | 78.6005
1.01 | 1.01-S2.R003 | 1.01-S2.R003.H | 1.01-S2.R003.H-YEL | 2995279.3272 | 13696714.5877 | Interior Array |  |  |  | 78.0792 | 78.0792 | 0.7926 | 81.8306 | 3.7514 | W6x7 - 13 | 6 | Yellow | YEL | 0 |  | 1.01-003 | 0.07% | 0.05% | 8 |  | 3 | 75.8306 | 78.8306
1.01 | 1.01-S2.R003 | 1.01-S2.R003.I | 1.01-S2.R003.I-YEL | 2995279.3272 | 13696687.1094 | Interior Array |  |  |  | 77.9948 | 77.9948 | 0.868 | 81.8103 | 3.8155 | W6x7 - 13 | 6 | Yellow | YEL | 0 |  | 1.01-003 | 0.07% | 0.05% | 8 |  | 3 | 75.8103 | 78.8103
1.01 | 1.01-S2.R003 | 1.01-S2.R003.J | 1.01-S2.R003.J-YEL | 2995279.3272 | 13696659.6308 | Interior Array |  |  |  | 78.0668 | 78.0668 | 0.7865 | 81.79 | 3.7232 | W6x7 - 13 | 6 | Yellow | YEL | 0 |  | 1.01-003 | 0.07% | 0.05% | 8 |  | 3 | 75.79 | 78.79
1.01 | 1.01-S2.R003 | 1.01-S2.R003.K | 1.01-S2.R003.K-YEL | 2995279.3272 | 13696632.1525 | Interior Array |  |  |  | 77.9594 | 77.9594 | 0.8823 | 81.7696 | 3.8102 | W6x7 - 13 | 6 | Yellow | YEL | 0 |  | 1.01-003 | 0.07% | 0.05% | 8 |  | 3 | 75.7696 | 78.7696
1.01 | 1.01-S2.R003 | 1.01-S2.R003.L | 1.01-S2.R003.L-YEL | 2995279.3272 | 13696608.0404 | Interior Array |  |  |  | 77.9466 | 77.9466 | 0.8839 | 81.7518 | 3.8052 | W6x7 - 13 | 6 | Yellow | YEL | 0 |  | 1.01-003 | 0.07% | 0.05% | 8 |  | 3 | 75.7518 | 78.7518
1.01 | 1.01-S2.R004 | 1.01-S2.R004.A | 1.01-S2.R004.A-LBL | 2995299.3272 | 13696898.7944 | Interior Array |  |  |  | 77.8621 | 77.8621 | 1.0295 | 81.977 | 4.1149 | W6x7 - 14 | 6 | Light Blue | LBL | 0 |  | 1.01-003 | 0.07% | 0.05% | 8 |  | 3 | 75.977 | 78.977
1.01 | 1.01-S2.R004 | 1.01-S2.R004.B | 1.01-S2.R004.B-LGR | 2995299.3272 | 13696878.0483 | Interior Edge Array |  |  |  | 77.8234 | 77.8234 | 1.0678 | 81.9616 | 4.1382 | W6x8.5 - 15 | 4.5 | Light Green | LGR | 0 |  | 1.01-003 | 0.07% | 0.05% | 8 |  | 3 | 77.4616 | 78.9616
1.01 | 1.01-S2.R004 | 1.01-S2.R004.C | 1.01-S2.R004.C-YEL | 2995299.3272 | 13696850.5697 | Interior Array |  |  |  | 78.1396 | 78.1396 | 0.7509 | 81.9413 | 3.8017 | W6x7 - 13 | 6 | Yellow | YEL | 0 |  | 1.01-003 | 0.07% | 0.05% | 8 |  | 3 | 75.9413 | 78.9413
1.01 | 1.01-S2.R004 | 1.01-S2.R004.D | 1.01-S2.R004.D-LBL | 2995299.3272 | 13696823.0914 | Interior Array |  |  |  | 77.6592 | 77.6592 | 1.2302 | 81.9209 | 4.2617 | W6x7 - 14 | 6 | Light Blue | LBL | 0 |  | 1.01-003 | 0.07% | 0.05% | 8 |  | 3 | 75.9209 | 78.9209
1.01 | 1.01-S2.R004 | 1.01-S2.R004.E | 1.01-S2.R004.E-YEL | 2995299.3272 | 13696795.6131 | Interior Array |  |  |  | 77.888 | 77.888 | 0.9991 | 81.9006 | 4.0126 | W6x7 - 13 | 6 | Yellow | YEL | 0 |  | 1.01-003 | 0.07% | 0.05% | 8 |  | 3 | 75.9006 | 78.9006
1.01 | 1.01-S2.R004 | 1.01-S2.R004.F | 1.01-S2.R004.F-LBL | 2995299.3272 | 13696768.1348 | Interior Array |  |  |  | 77.8179 | 77.8179 | 1.0659 | 81.8803 | 4.0624 | W6x7 - 14 | 6 | Light Blue | LBL | 0 |  | 1.01-003 | 0.07% | 0.05% | 8 |  | 3 | 75.8803 | 78.8803
1.01 | 1.01-S2.R004 | 1.01-S2.R004.G | 1.01-S2.R004.G-DBL | 2995299.3272 | 13696741.3613 | Interior Motor |  |  |  | 78.0433 | 78.0433 | 0.8317 | 81.8605 | 3.8172 | W6x10.4 - 14 | 6 | Dark Blue | DBL | 0 |  | 1.01-003 | 0.07% | 0.05% | 8 |  | 3.25 | 75.8605 | 78.6105
1.01 | 1.01-S2.R004 | 1.01-S2.R004.H | 1.01-S2.R004.H-YEL | 2995299.3272 | 13696714.5877 | Interior Array |  |  |  | 78.2156 | 78.2156 | 0.6482 | 81.8406 | 3.625 | W6x7 - 13 | 6 | Yellow | YEL | 0 |  | 1.01-003 | 0.07% | 0.05% | 8 |  | 3 | 75.8406 | 78.8406
1.01 | 1.01-S2.R004 | 1.01-S2.R004.I | 1.01-S2.R004.I-YEL | 2995299.3272 | 13696687.1094 | Interior Array |  |  |  | 78.1244 | 78.1244 | 0.7292 | 81.8203 | 3.6959 | W6x7 - 13 | 6 | Yellow | YEL | 0 |  | 1.01-003 | 0.07% | 0.05% | 8 |  | 3 | 75.8203 | 78.8203
1.01 | 1.01-S2.R004 | 1.01-S2.R004.J | 1.01-S2.R004.J-YEL | 2995299.3272 | 13696659.6308 | Interior Array |  |  |  | 78.0541 | 78.0541 | 0.7896 | 81.8 | 3.7459 | W6x7 - 13 | 6 | Yellow | YEL | 0 |  | 1.01-003 | 0.07% | 0.05% | 8 |  | 3 | 75.8 | 78.8
1.01 | 1.01-S2.R004 | 1.01-S2.R004.K | 1.01-S2.R004.K-YEL | 2995299.3272 | 13696632.1525 | Interior Array |  |  |  | 78.0308 | 78.0308 | 0.8014 | 81.7796 | 3.7488 | W6x7 - 13 | 6 | Yellow | YEL | 0 |  | 1.01-003 | 0.07% | 0.05% | 8 |  | 3 | 75.7796 | 78.7796
1.01 | 1.01-S2.R004 | 1.01-S2.R004.L | 1.01-S2.R004.L-YEL | 2995299.3272 | 13696608.0404 | Interior Array |  |  |  | 77.9877 | 77.9877 | 0.8344 | 81.7618 | 3.7741 | W6x7 - 13 | 6 | Yellow | YEL | 0 |  | 1.01-003 | 0.07% | 0.05% | 8 |  | 3 | 75.7618 | 78.7618
1.01 | 1.01-S2.R005 | 1.01-S2.R005.A | 1.01-S2.R005.A-LBL | 2995319.3271 | 13696898.7944 | Interior Array |  |  |  | 77.7975 | 77.7975 | 1.0863 | 81.987 | 4.1895 | W6x7 - 14 | 6 | Light Blue | LBL | 0 |  | 1.01-003 | 0.07% | 0.05% | 8 |  | 3 | 75.987 | 78.987
1.01 | 1.01-S2.R005 | 1.01-S2.R005.B | 1.01-S2.R005.B-LGR | 2995319.3271 | 13696878.0483 | Interior Edge Array |  |  |  | 77.8753 | 77.8753 | 1.0075 | 81.9716 | 4.0963 | W6x8.5 - 15 | 4.5 | Light Green | LGR | 0 |  | 1.01-003 | 0.07% | 0.05% | 8 |  | 3 | 77.4716 | 78.9716
1.01 | 1.01-S2.R005 | 1.01-S2.R005.C | 1.01-S2.R005.C-YEL | 2995319.3271 | 13696850.5697 | Interior Array |  |  |  | 78.2984 | 78.2984 | 0.5827 | 81.9513 | 3.6529 | W6x7 - 13 | 6 | Yellow | YEL | 0 |  | 1.01-003 | 0.07% | 0.05% | 8 |  | 3 | 75.9513 | 78.9513
1.01 | 1.01-S2.R005 | 1.01-S2.R005.D | 1.01-S2.R005.D-LBL | 2995319.3271 | 13696823.0914 | Interior Array |  |  |  | 77.8226 | 77.8226 | 1.0564 | 81.9309 | 4.1083 | W6x7 - 14 | 6 | Light Blue | LBL | 0 |  | 1.01-003 | 0.07% | 0.05% | 8 |  | 3 | 75.9309 | 78.9309
1.01 | 1.01-S2.R005 | 1.01-S2.R005.E | 1.01-S2.R005.E-LBL | 2995319.3271 | 13696795.6131 | Interior Array |  |  |  | 77.828 | 77.828 | 1.0476 | 81.9106 | 4.0826 | W6x7 - 14 | 6 | Light Blue | LBL | 0 |  | 1.01-003 | 0.07% | 0.05% | 8 |  | 3 | 75.9106 | 78.9106
1.01 | 1.01-S2.R005 | 1.01-S2.R005.F | 1.01-S2.R005.F-YEL | 2995319.3271 | 13696768.1348 | Interior Array |  |  |  | 77.8947 | 77.8947 | 0.9771 | 81.8903 | 3.9956 | W6x7 - 13 | 6 | Yellow | YEL | 0 |  | 1.01-003 | 0.07% | 0.05% | 8 |  | 3 | 75.8903 | 78.8903
1.01 | 1.01-S2.R005 | 1.01-S2.R005.G | 1.01-S2.R005.G-DBL | 2995319.3271 | 13696741.3613 | Interior Motor |  |  |  | 78.0313 | 78.0313 | 0.8339 | 81.8705 | 3.8392 | W6x10.4 - 14 | 6 | Dark Blue | DBL | 0 |  | 1.01-003 | 0.07% | 0.05% | 8 |  | 3.25 | 75.8705 | 78.6205
1.01 | 1.01-S2.R005 | 1.01-S2.R005.H | 1.01-S2.R005.H-YEL | 2995319.3271 | 13696714.5877 | Interior Array |  |  |  | 78.2934 | 78.2934 | 0.5608 | 81.8506 | 3.5572 | W6x7 - 13 | 6 | Yellow | YEL | 0 |  | 1.01-003 | 0.07% | 0.05% | 8 |  | 3 | 75.8506 | 78.8506
1.01 | 1.01-S2.R005 | 1.01-S2.R005.I | 1.01-S2.R005.I-YEL | 2995319.3271 | 13696687.1094 | Interior Array |  |  |  | 78.1273 | 78.1273 | 0.7163 | 81.8303 | 3.703 | W6x7 - 13 | 6 | Yellow | YEL | 0 |  | 1.01-003 | 0.07% | 0.05% | 8 |  | 3 | 75.8303 | 78.8303
1.01 | 1.01-S2.R005 | 1.01-S2.R005.J | 1.01-S2.R005.J-YEL | 2995319.3271 | 13696659.6308 | Interior Array |  |  |  | 78.0664 | 78.0664 | 0.7673 | 81.81 | 3.7436 | W6x7 - 13 | 6 | Yellow | YEL | 0 |  | 1.01-003 | 0.07% | 0.05% | 8 |  | 3 | 75.81 | 78.81
1.01 | 1.01-S2.R005 | 1.01-S2.R005.K | 1.01-S2.R005.K-YEL | 2995319.3271 | 13696632.1525 | Interior Array |  |  |  | 78.0135 | 78.0135 | 0.8099 | 81.7896 | 3.7761 | W6x7 - 13 | 6 | Yellow | YEL | 0 |  | 1.01-003 | 0.07% | 0.05% | 8 |  | 3 | 75.7896 | 78.7896
1.01 | 1.01-S2.R005 | 1.01-S2.R005.L | 1.01-S2.R005.L-YEL | 2995319.3271 | 13696608.0404 | Interior Array |  |  |  | 77.9497 | 77.9497 | 0.8637 | 81.7718 | 3.8221 | W6x7 - 13 | 6 | Yellow | YEL | 0 |  | 1.01-003 | 0.07% | 0.05% | 8 |  | 3 | 75.7718 | 78.7718
1.01 | 1.01-S2.R006 | 1.01-S2.R006.A | 1.01-S2.R006.A-LBL | 2995339.3271 | 13696898.7944 | Interior Array |  |  |  | 77.8368 | 77.8368 | 1.0398 | 81.997 | 4.1602 | W6x7 - 14 | 6 | Light Blue | LBL | 0 |  | 1.01-003 | 0.07% | 0.05% | 8 |  | 3 | 75.997 | 78.997
1.01 | 1.01-S2.R006 | 1.01-S2.R006.B | 1.01-S2.R006.B-LGR | 2995339.3271 | 13696878.0483 | Interior Edge Array |  |  |  | 77.8917 | 77.8917 | 0.9832 | 81.9816 | 4.0899 | W6x8.5 - 15 | 4.5 | Light Green | LGR | 0 |  | 1.01-003 | 0.07% | 0.05% | 8 |  | 3 | 77.4816 | 78.9816
1.01 | 1.01-S2.R006 | 1.01-S2.R006.C | 1.01-S2.R006.C-YEL | 2995339.3271 | 13696850.5697 | Interior Array |  |  |  | 78.016 | 78.016 | 0.8567 | 81.9613 | 3.9453 | W6x7 - 13 | 6 | Yellow | YEL | 0 |  | 1.01-003 | 0.07% | 0.05% | 8 |  | 3 | 75.9613 | 78.9613
1.01 | 1.01-S2.R006 | 1.01-S2.R006.D | 1.01-S2.R006.D-YEL | 2995339.3271 | 13696823.0914 | Interior Array |  |  |  | 78.1378 | 78.1378 | 0.7311 | 81.9409 | 3.8031 | W6x7 - 13 | 6 | Yellow | YEL | 0 |  | 1.01-003 | 0.07% | 0.05% | 8 |  | 3 | 75.9409 | 78.9409
1.01 | 1.01-S2.R006 | 1.01-S2.R006.E | 1.01-S2.R006.E-YEL | 2995339.3271 | 13696795.6131 | Interior Array |  |  |  | 77.8666 | 77.8666 | 0.9986 | 81.9206 | 4.054 | W6x7 - 13 | 6 | Yellow | YEL | 0 |  | 1.01-003 | 0.07% | 0.05% | 8 |  | 3 | 75.9206 | 78.9206
1.01 | 1.01-S2.R006 | 1.01-S2.R006.F | 1.01-S2.R006.F-YEL | 2995339.3271 | 13696768.1348 | Interior Array |  |  |  | 78.1306 | 78.1306 | 0.7292 | 81.9003 | 3.7697 | W6x7 - 13 | 6 | Yellow | YEL | 0 |  | 1.01-003 | 0.07% | 0.05% | 8 |  | 3 | 75.9003 | 78.9003
1.01 | 1.01-S2.R006 | 1.01-S2.R006.G | 1.01-S2.R006.G-DBL | 2995339.3271 | 13696741.3613 | Interior Motor |  |  |  | 78.0651 | 78.0651 | 0.7881 | 81.8805 | 3.8154 | W6x10.4 - 14 | 6 | Dark Blue | DBL | 0 |  | 1.01-003 | 0.07% | 0.05% | 8 |  | 3.25 | 75.8805 | 78.6305
1.01 | 1.01-S2.R006 | 1.01-S2.R006.H | 1.01-S2.R006.H-YEL | 2995339.3271 | 13696714.5877 | Interior Array |  |  |  | 78.0753 | 78.0753 | 0.7693 | 81.8606 | 3.7853 | W6x7 - 13 | 6 | Yellow | YEL | 0 |  | 1.01-003 | 0.07% | 0.05% | 8 |  | 3 | 75.8606 | 78.8606
1.01 | 1.01-S2.R006 | 1.01-S2.R006.I | 1.01-S2.R006.I-YEL | 2995339.3271 | 13696687.1094 | Interior Array |  |  |  | 78.0306 | 78.0306 | 0.8033 | 81.8403 | 3.8097 | W6x7 - 13 | 6 | Yellow | YEL | 0 |  | 1.01-003 | 0.07% | 0.05% | 8 |  | 3 | 75.8403 | 78.8403
1.01 | 1.01-S2.R006 | 1.01-S2.R006.J | 1.01-S2.R006.J-YEL | 2995339.3271 | 13696659.6308 | Interior Array |  |  |  | 77.967 | 77.967 | 0.8567 | 81.82 | 3.853 | W6x7 - 13 | 6 | Yellow | YEL | 0 |  | 1.01-003 | 0.07% | 0.05% | 8 |  | 3 | 75.82 | 78.82
1.01 | 1.01-S2.R006 | 1.01-S2.R006.K | 1.01-S2.R006.K-YEL | 2995339.3271 | 13696632.1525 | Interior Array |  |  |  | 77.9708 | 77.9708 | 0.843 | 81.7996 | 3.8288 | W6x7 - 13 | 6 | Yellow | YEL | 0 |  | 1.01-003 | 0.07% | 0.05% | 8 |  | 3 | 75.7996 | 78.7996
1.01 | 1.01-S2.R006 | 1.01-S2.R006.L | 1.01-S2.R006.L-YEL | 2995339.3271 | 13696608.0404 | Interior Array |  |  |  | 78.0088 | 78.0088 | 0.7958 | 81.7818 | 3.773 | W6x7 - 13 | 6 | Yellow | YEL | 0 |  | 1.01-003 | 0.07% | 0.05% | 8 |  | 3 | 75.7818 | 78.7818
1.01 | 1.01-S2.R007 | 1.01-S2.R007.A | 1.01-S2.R007.A-YEL | 2995359.327 | 13696898.7944 | Interior Array |  |  |  | 78.2193 | 78.2193 | 0.6495 | 82.007 | 3.7877 | W6x7 - 13 | 6 | Yellow | YEL | 0 |  | 1.01-003 | 0.07% | 0.05% | 8 |  | 3 | 76.007 | 79.007
1.01 | 1.01-S2.R007 | 1.01-S2.R007.B | 1.01-S2.R007.B-LGR | 2995359.327 | 13696878.0483 | Interior Edge Array |  |  |  | 78.1413 | 78.1413 | 0.7258 | 81.9916 | 3.8503 | W6x8.5 - 15 | 4.5 | Light Green | LGR | 0 |  | 1.01-003 | 0.07% | 0.05% | 8 |  | 3 | 77.4916 | 78.9916
1.01 | 1.01-S2.R007 | 1.01-S2.R007.C | 1.01-S2.R007.C-YEL | 2995359.327 | 13696850.5697 | Interior Array |  |  |  | 78.1114 | 78.1114 | 0.752 | 81.9713 | 3.8599 | W6x7 - 13 | 6 | Yellow | YEL | 0 |  | 1.01-003 | 0.07% | 0.05% | 8 |  | 3 | 75.9713 | 78.9713
1.01 | 1.01-S2.R007 | 1.01-S2.R007.D | 1.01-S2.R007.D-YEL | 2995359.327 | 13696823.0914 | Interior Array |  |  |  | 78.1834 | 78.1834 | 0.6761 | 81.9509 | 3.7675 | W6x7 - 13 | 6 | Yellow | YEL | 0 |  | 1.01-003 | 0.07% | 0.05% | 8 |  | 3 | 75.9509 | 78.9509
1.01 | 1.01-S2.R007 | 1.01-S2.R007.E | 1.01-S2.R007.E-YEL | 2995359.327 | 13696795.6131 | Interior Array |  |  |  | 78.0707 | 78.0707 | 0.7836 | 81.9306 | 3.8599 | W6x7 - 13 | 6 | Yellow | YEL | 0 |  | 1.01-003 | 0.07% | 0.05% | 8 |  | 3 | 75.9306 | 78.9306
1.01 | 1.01-S2.R007 | 1.01-S2.R007.F | 1.01-S2.R007.F-YEL | 2995359.327 | 13696768.1348 | Interior Array |  |  |  | 78.0735 | 78.0735 | 0.7753 | 81.9103 | 3.8368 | W6x7 - 13 | 6 | Yellow | YEL | 0 |  | 1.01-003 | 0.07% | 0.05% | 8 |  | 3 | 75.9103 | 78.9103
1.01 | 1.01-S2.R007 | 1.01-S2.R007.G | 1.01-S2.R007.G-DBL | 2995359.327 | 13696741.3613 | Interior Motor |  |  |  | 78.0958 | 78.0958 | 0.7456 | 81.8905 | 3.7947 | W6x10.4 - 14 | 6 | Dark Blue | DBL | 0 |  | 1.01-003 | 0.07% | 0.05% | 8 |  | 3.25 | 75.8905 | 78.6405
1.01 | 1.01-S2.R007 | 1.01-S2.R007.H | 1.01-S2.R007.H-YEL | 2995359.327 | 13696714.5877 | Interior Array |  |  |  | 77.9746 | 77.9746 | 0.8588 | 81.8706 | 3.896 | W6x7 - 13 | 6 | Yellow | YEL | 0 |  | 1.01-003 | 0.07% | 0.05% | 8 |  | 3 | 75.8706 | 78.8706
1.01 | 1.01-S2.R007 | 1.01-S2.R007.I | 1.01-S2.R007.I-YEL | 2995359.327 | 13696687.1094 | Interior Array |  |  |  | 77.9846 | 77.9846 | 0.8391 | 81.8503 | 3.8657 | W6x7 - 13 | 6 | Yellow | YEL | 0 |  | 1.01-003 | 0.07% | 0.05% | 8 |  | 3 | 75.8503 | 78.8503
1.01 | 1.01-S2.R007 | 1.01-S2.R007.J | 1.01-S2.R007.J-YEL | 2995359.327 | 13696659.6308 | Interior Array |  |  |  | 78.0652 | 78.0652 | 0.7481 | 81.83 | 3.7648 | W6x7 - 13 | 6 | Yellow | YEL | 0 |  | 1.01-003 | 0.07% | 0.05% | 8 |  | 3 | 75.83 | 78.83
1.01 | 1.01-S2.R007 | 1.01-S2.R007.K | 1.01-S2.R007.K-YEL | 2995359.327 | 13696632.1525 | Interior Array |  |  |  | 78.1781 | 78.1781 | 0.6247 | 81.8096 | 3.6315 | W6x7 - 13 | 6 | Yellow | YEL | 0 |  | 1.01-003 | 0.07% | 0.05% | 8 |  | 3 | 75.8096 | 78.8096
1.01 | 1.01-S2.R007 | 1.01-S2.R007.L | 1.01-S2.R007.L-YEL | 2995359.327 | 13696608.0404 | Interior Array |  |  |  | 78.1999 | 78.1999 | 0.5943 | 81.7918 | 3.5919 | W6x7 - 13 | 6 | Yellow | YEL | 0 |  | 1.01-003 | 0.07% | 0.05% | 8 |  | 3 | 75.7918 | 78.7918
1.01 | 1.01-S2.R008 | 1.01-S2.R008.A | 1.01-S2.R008.A-YEL | 2995379.3273 | 13696898.7944 | Interior Array |  |  |  | 78.0105 | 78.0105 | 0.8514 | 82.017 | 4.0065 | W6x7 - 13 | 6 | Yellow | YEL | 0 |  | 1.01-003 | 0.07% | 0.05% | 8 |  | 3 | 76.017 | 79.017
1.01 | 1.01-S2.R008 | 1.01-S2.R008.B | 1.01-S2.R008.B-LGR | 2995379.3273 | 13696878.0483 | Interior Edge Array |  |  |  | 78.1449 | 78.1449 | 0.7138 | 82.0016 | 3.8567 | W6x8.5 - 15 | 4.5 | Light Green | LGR | 0 |  | 1.01-003 | 0.07% | 0.05% | 8 |  | 3 | 77.5016 | 79.0016
1.01 | 1.01-S2.R008 | 1.01-S2.R008.C | 1.01-S2.R008.C-YEL | 2995379.3273 | 13696850.5697 | Interior Array |  |  |  | 78.0925 | 78.0925 | 0.7625 | 81.9813 | 3.8888 | W6x7 - 13 | 6 | Yellow | YEL | 0 |  | 1.01-003 | 0.07% | 0.05% | 8 |  | 3 | 75.9813 | 78.9813
1.01 | 1.01-S2.R008 | 1.01-S2.R008.D | 1.01-S2.R008.D-YEL | 2995379.3273 | 13696823.0914 | Interior Array |  |  |  | 78.2406 | 78.2406 | 0.6085 | 81.9609 | 3.7203 | W6x7 - 13 | 6 | Yellow | YEL | 0 |  | 1.01-003 | 0.07% | 0.05% | 8 |  | 3 | 75.9609 | 78.9609
1.01 | 1.01-S2.R008 | 1.01-S2.R008.E | 1.01-S2.R008.E-YEL | 2995379.3273 | 13696795.6131 | Interior Array |  |  |  | 78.1587 | 78.1587 | 0.6851 | 81.9406 | 3.7819 | W6x7 - 13 | 6 | Yellow | YEL | 0 |  | 1.01-003 | 0.07% | 0.05% | 8 |  | 3 | 75.9406 | 78.9406
1.01 | 1.01-S2.R008 | 1.01-S2.R008.F | 1.01-S2.R008.F-YEL | 2995379.3273 | 13696768.1348 | Interior Array |  |  |  | 78.2218 | 78.2218 | 0.6158 | 81.9203 | 3.6985 | W6x7 - 13 | 6 | Yellow | YEL | 0 |  | 1.01-003 | 0.07% | 0.05% | 8 |  | 3 | 75.9203 | 78.9203
1.01 | 1.01-S2.R008 | 1.01-S2.R008.G | 1.01-S2.R008.G-DBL | 2995379.3273 | 13696741.3613 | Interior Motor |  |  |  | 78.2416 | 78.2416 | 0.5885 | 81.9005 | 3.6589 | W6x10.4 - 14 | 6 | Dark Blue | DBL | 0 |  | 1.01-003 | 0.07% | 0.05% | 8 |  | 3.25 | 75.9005 | 78.6505
1.01 | 1.01-S2.R008 | 1.01-S2.R008.H | 1.01-S2.R008.H-YEL | 2995379.3273 | 13696714.5877 | Interior Array |  |  |  | 78.0194 | 78.0194 | 0.8025 | 81.8806 | 3.8612 | W6x7 - 13 | 6 | Yellow | YEL | 0 |  | 1.01-003 | 0.07% | 0.05% | 8 |  | 3 | 75.8806 | 78.8806
1.01 | 1.01-S2.R008 | 1.01-S2.R008.I | 1.01-S2.R008.I-YEL | 2995379.3273 | 13696687.1094 | Interior Array |  |  |  | 77.9739 | 77.9739 | 0.8387 | 81.8603 | 3.8864 | W6x7 - 13 | 6 | Yellow | YEL | 0 |  | 1.01-003 | 0.07% | 0.05% | 8 |  | 3 | 75.8603 | 78.8603
1.01 | 1.01-S2.R008 | 1.01-S2.R008.J | 1.01-S2.R008.J-YEL | 2995379.3273 | 13696659.6308 | Interior Array |  |  |  | 77.953 | 77.953 | 0.8495 | 81.84 | 3.887 | W6x7 - 13 | 6 | Yellow | YEL | 0 |  | 1.01-003 | 0.07% | 0.05% | 8 |  | 3 | 75.84 | 78.84
1.01 | 1.01-S2.R008 | 1.01-S2.R008.K | 1.01-S2.R008.K-YEL | 2995379.3273 | 13696632.1525 | Interior Array |  |  |  | 78.2245 | 78.2245 | 0.5664 | 81.8196 | 3.5951 | W6x7 - 13 | 6 | Yellow | YEL | 0 |  | 1.01-003 | 0.07% | 0.05% | 8 |  | 3 | 75.8196 | 78.8196
1.01 | 1.01-S2.R008 | 1.01-S2.R008.L | 1.01-S2.R008.L-YEL | 2995379.3273 | 13696608.0404 | Interior Array |  |  |  | 78.1077 | 78.1077 | 0.6745 | 81.8018 | 3.6941 | W6x7 - 13 | 6 | Yellow | YEL | 0 |  | 1.01-003 | 0.07% | 0.05% | 8 |  | 3 | 75.8018 | 78.8018
1.01 | 1.01-S2.R009 | 1.01-S2.R009.A | 1.01-S2.R009.A-LBL | 2995399.3273 | 13696898.7944 | Interior Array |  |  |  | 78.0647 | 78.0647 | 0.7904 | 82.4297 | 4.365 | W6x7 - 14 | 6 | Light Blue | LBL | 0 |  | 1.01-004 | 0.07% | 0.07% | 2 |  | 3 | 76.4297 | 79.4297
1.01 | 1.01-S2.R009 | 1.01-S2.R009.B | 1.01-S2.R009.B-LGR | 2995399.3273 | 13696878.0483 | Interior Edge Array |  |  |  | 78.036 | 78.036 | 0.8158 | 82.4143 | 4.3783 | W6x8.5 - 15 | 4.5 | Light Green | LGR | 0 |  | 1.01-004 | 0.07% | 0.07% | 2 |  | 3 | 77.9143 | 79.4143
1.01 | 1.01-S2.R009 | 1.01-S2.R009.C | 1.01-S2.R009.C-LBL | 2995399.3273 | 13696850.5697 | Interior Array |  |  |  | 78.1279 | 78.1279 | 0.7187 | 82.394 | 4.2661 | W6x7 - 14 | 6 | Light Blue | LBL | 0 |  | 1.01-004 | 0.07% | 0.07% | 2 |  | 3 | 76.394 | 79.394
1.01 | 1.01-S2.R009 | 1.01-S2.R009.D | 1.01-S2.R009.D-LBL | 2995399.3273 | 13696823.0914 | Interior Array |  |  |  | 78.0376 | 78.0376 | 0.8024 | 82.3736 | 4.336 | W6x7 - 14 | 6 | Light Blue | LBL | 0 |  | 1.01-004 | 0.07% | 0.07% | 2 |  | 3 | 76.3736 | 79.3736
1.01 | 1.01-S2.R009 | 1.01-S2.R009.E | 1.01-S2.R009.E-LBL | 2995399.3273 | 13696795.6131 | Interior Array |  |  |  | 78.0011 | 78.0011 | 0.8322 | 82.3533 | 4.3522 | W6x7 - 14 | 6 | Light Blue | LBL | 0 |  | 1.01-004 | 0.07% | 0.07% | 2 |  | 3 | 76.3533 | 79.3533
1.01 | 1.01-S2.R009 | 1.01-S2.R009.F | 1.01-S2.R009.F-LBL | 2995399.3273 | 13696768.1348 | Interior Array |  |  |  | 78.1534 | 78.1534 | 0.6733 | 82.3329 | 4.1795 | W6x7 - 14 | 6 | Light Blue | LBL | 0 |  | 1.01-004 | 0.07% | 0.07% | 2 |  | 3 | 76.3329 | 79.3329
1.01 | 1.01-S2.R009 | 1.01-S2.R009.G | 1.01-S2.R009.G-DBL | 2995399.3273 | 13696741.3613 | Interior Motor |  |  |  | 78.0564 | 78.0564 | 0.7624 | 82.3131 | 4.2567 | W6x10.4 - 14 | 6 | Dark Blue | DBL | 0 |  | 1.01-004 | 0.07% | 0.07% | 2 |  | 3.25 | 76.3131 | 79.0631
1.01 | 1.01-S2.R009 | 1.01-S2.R009.H | 1.01-S2.R009.H-YEL | 2995399.3273 | 13696714.5877 | Interior Array |  |  |  | 78.2672 | 78.2672 | 0.543 | 82.2933 | 4.0261 | W6x7 - 13 | 5.92 | Yellow | YEL | 0 |  | 1.01-004 | 0.07% | 0.07% | 2 | N/S | 3.75 | 76.3733 | 78.5433
1.01 | 1.01-S2.R009 | 1.01-S2.R009.I | 1.01-S2.R009.I-LBL | 2995399.3273 | 13696687.1094 | Interior Array |  |  |  | 78.1801 | 78.1801 | 0.6209 | 82.273 | 4.0929 | W6x7 - 14 | 5.92 | Light Blue | LBL | 0 |  | 1.01-004 | 0.07% | 0.07% | 2 | N/S | 3.75 | 76.353 | 78.523
1.01 | 1.01-S2.R009 | 1.01-S2.R009.J | 1.01-S2.R009.J-LBL | 2995399.3273 | 13696659.6308 | Interior Array |  |  |  | 78.1022 | 78.1022 | 0.6894 | 82.2526 | 4.1504 | W6x7 - 14 | 5.92 | Light Blue | LBL | 0 |  | 1.01-004 | 0.07% | 0.07% | 2 | N/S | 3.75 | 76.3326 | 78.5026
1.01 | 1.01-S2.R009 | 1.01-S2.R009.K | 1.01-S2.R009.K-YEL | 2995399.3273 | 13696632.1525 | Interior Array |  |  |  | 78.2313 | 78.2313 | 0.5487 | 82.2323 | 4.001 | W6x7 - 13 | 5.92 | Yellow | YEL | 0 |  | 1.01-004 | 0.07% | 0.07% | 2 | N/S | 3.75 | 76.3123 | 78.4823
1.01 | 1.01-S2.R009 | 1.01-S2.R009.L | 1.01-S2.R009.L-LBL | 2995399.3273 | 13696608.0404 | Interior Array |  |  |  | 78.0489 | 78.0489 | 0.7213 | 82.2145 | 4.1656 | W6x7 - 14 | 5.92 | Light Blue | LBL | 0 |  | 1.01-004 | 0.07% | 0.07% | 2 | N/S | 3.75 | 76.2945 | 78.4645
1.01 | 1.01-S2.R010 | 1.01-S2.R010.A | 1.01-S2.R010.A-LBL | 2995419.3273 | 13696898.7944 | Interior Array |  |  |  | 78.0605 | 78.0605 | 0.7876 | 82.4441 | 4.3836 | W6x7 - 14 | 6 | Light Blue | LBL | 0 |  | 1.01-004 | 0.07% | 0.07% | 2 |  | 3 | 76.4441 | 79.4441
1.01 | 1.01-S2.R010 | 1.01-S2.R010.B | 1.01-S2.R010.B-LGR | 2995419.3273 | 13696878.0483 | Interior Edge Array |  |  |  | 78.1024 | 78.1024 | 0.7438 | 82.4287 | 4.3263 | W6x8.5 - 15 | 4.5 | Light Green | LGR | 0 |  | 1.01-004 | 0.07% | 0.07% | 2 |  | 3 | 77.9287 | 79.4287
1.01 | 1.01-S2.R010 | 1.01-S2.R010.C | 1.01-S2.R010.C-LBL | 2995419.3273 | 13696850.5697 | Interior Array |  |  |  | 78.1392 | 78.1392 | 0.7013 | 82.4084 | 4.2692 | W6x7 - 14 | 6 | Light Blue | LBL | 0 |  | 1.01-004 | 0.07% | 0.07% | 2 |  | 3 | 76.4084 | 79.4084
1.01 | 1.01-S2.R010 | 1.01-S2.R010.D | 1.01-S2.R010.D-LBL | 2995419.3273 | 13696823.0914 | Interior Array |  |  |  | 78.001 | 78.001 | 0.8322 | 82.388 | 4.387 | W6x7 - 14 | 6 | Light Blue | LBL | 0 |  | 1.01-004 | 0.07% | 0.07% | 2 |  | 3 | 76.388 | 79.388
1.01 | 1.01-S2.R010 | 1.01-S2.R010.E | 1.01-S2.R010.E-LBL | 2995419.3273 | 13696795.6131 | Interior Array |  |  |  | 78.1353 | 78.1353 | 0.6867 | 82.3677 | 4.2324 | W6x7 - 14 | 6 | Light Blue | LBL | 0 |  | 1.01-004 | 0.07% | 0.07% | 2 |  | 3 | 76.3677 | 79.3677
1.01 | 1.01-S2.R010 | 1.01-S2.R010.F | 1.01-S2.R010.F-LBL | 2995419.3273 | 13696768.1348 | Interior Array |  |  |  | 78.0891 | 78.0891 | 0.7244 | 82.3474 | 4.2583 | W6x7 - 14 | 6 | Light Blue | LBL | 0 |  | 1.01-004 | 0.07% | 0.07% | 2 |  | 3 | 76.3474 | 79.3474
1.01 | 1.01-S2.R010 | 1.01-S2.R010.G | 1.01-S2.R010.G-DBL | 2995419.3273 | 13696741.3613 | Interior Motor |  |  |  | 77.9912 | 77.9912 | 0.8137 | 82.3276 | 4.3364 | W6x10.4 - 14 | 6 | Dark Blue | DBL | 0 |  | 1.01-004 | 0.07% | 0.07% | 2 |  | 3.25 | 76.3276 | 79.0776
1.01 | 1.01-S2.R010 | 1.01-S2.R010.H | 1.01-S2.R010.H-LBL | 2995419.3273 | 13696714.5877 | Interior Array |  |  |  | 78.0793 | 78.0793 | 0.7169 | 82.3077 | 4.2284 | W6x7 - 14 | 5.92 | Light Blue | LBL | 0 |  | 1.01-004 | 0.07% | 0.07% | 2 | N/S | 3.75 | 76.3877 | 78.5577
1.01 | 1.01-S2.R010 | 1.01-S2.R010.I | 1.01-S2.R010.I-YEL | 2995419.3273 | 13696687.1094 | Interior Array |  |  |  | 78.2864 | 78.2864 | 0.5006 | 82.2874 | 4.001 | W6x7 - 13 | 5.92 | Yellow | YEL | 0 |  | 1.01-004 | 0.07% | 0.07% | 2 | N/S | 3.75 | 76.3674 | 78.5374
1.01 | 1.01-S2.R010 | 1.01-S2.R010.J | 1.01-S2.R010.J-LBL | 2995419.3273 | 13696659.6308 | Interior Array |  |  |  | 78.0256 | 78.0256 | 0.752 | 82.2671 | 4.2415 | W6x7 - 14 | 5.92 | Light Blue | LBL | 0 |  | 1.01-004 | 0.07% | 0.07% | 2 | N/S | 3.75 | 76.3471 | 78.5171
1.01 | 1.01-S2.R010 | 1.01-S2.R010.K | 1.01-S2.R010.K-LBL | 2995419.3273 | 13696632.1525 | Interior Array |  |  |  | 78.0313 | 78.0313 | 0.7323 | 82.2467 | 4.2154 | W6x7 - 14 | 5.92 | Light Blue | LBL | 0 |  | 1.01-004 | 0.07% | 0.07% | 2 | N/S | 3.75 | 76.3267 | 78.4967
1.01 | 1.01-S2.R010 | 1.01-S2.R010.L | 1.01-S2.R010.L-LBL | 2995419.3273 | 13696608.0404 | Interior Array |  |  |  | 78.004 | 78.004 | 0.75 | 82.2289 | 4.2249 | W6x7 - 14 | 5.92 | Light Blue | LBL | 0 |  | 1.01-004 | 0.07% | 0.07% | 2 | N/S | 3.75 | 76.3089 | 78.4789
1.01 | 1.01-S2.R011 | 1.01-S2.R011.A | 1.01-S2.R011.A-YEL | 2995439.3272 | 13696898.7944 | Interior Array |  |  |  | 77.9933 | 77.9933 | 0.8443 | 82.047 | 4.0537 | W6x7 - 13 | 6 | Yellow | YEL | 0 |  | 1.01-005 | 0.07% | 0.05% | 3 |  | 3 | 76.047 | 79.047
1.01 | 1.01-S2.R011 | 1.01-S2.R011.B | 1.01-S2.R011.B-LGR | 2995439.3272 | 13696878.0483 | Interior Edge Array |  |  |  | 77.9105 | 77.9105 | 0.9288 | 82.0316 | 4.1211 | W6x8.5 - 15 | 4.5 | Light Green | LGR | 0 |  | 1.01-005 | 0.07% | 0.05% | 3 |  | 3 | 77.5316 | 79.0316
1.01 | 1.01-S2.R011 | 1.01-S2.R011.C | 1.01-S2.R011.C-YEL | 2995439.3272 | 13696850.5697 | Interior Array |  |  |  | 78.0329 | 78.0329 | 0.802 | 82.0113 | 3.9784 | W6x7 - 13 | 6 | Yellow | YEL | 0 |  | 1.01-005 | 0.07% | 0.05% | 3 |  | 3 | 76.0113 | 79.0113
1.01 | 1.01-S2.R011 | 1.01-S2.R011.D | 1.01-S2.R011.D-LBL | 2995439.3272 | 13696823.0914 | Interior Array |  |  |  | 77.9168 | 77.9168 | 0.9098 | 81.9909 | 4.0741 | W6x7 - 14 | 6 | Light Blue | LBL | 0 |  | 1.01-005 | 0.07% | 0.05% | 3 |  | 3 | 75.9909 | 78.9909
1.01 | 1.01-S2.R011 | 1.01-S2.R011.E | 1.01-S2.R011.E-YEL | 2995439.3272 | 13696795.6131 | Interior Array |  |  |  | 78.0085 | 78.0085 | 0.8067 | 81.9706 | 3.9621 | W6x7 - 13 | 6 | Yellow | YEL | 0 |  | 1.01-005 | 0.07% | 0.05% | 3 |  | 3 | 75.9706 | 78.9706
1.01 | 1.01-S2.R011 | 1.01-S2.R011.F | 1.01-S2.R011.F-YEL | 2995439.3272 | 13696768.1348 | Interior Array |  |  |  | 78.0733 | 78.0733 | 0.727 | 81.9503 | 3.877 | W6x7 - 13 | 6 | Yellow | YEL | 0 |  | 1.01-005 | 0.07% | 0.05% | 3 |  | 3 | 75.9503 | 78.9503
1.01 | 1.01-S2.R011 | 1.01-S2.R011.G | 1.01-S2.R011.G-DBL | 2995439.3272 | 13696741.3613 | Interior Motor |  |  |  | 77.91 | 77.91 | 0.8817 | 81.9305 | 4.0205 | W6x10.4 - 14 | 6 | Dark Blue | DBL | 0 |  | 1.01-005 | 0.07% | 0.05% | 3 |  | 3.25 | 75.9305 | 78.6805
1.01 | 1.01-S2.R011 | 1.01-S2.R011.H | 1.01-S2.R011.H-YEL | 2995439.3272 | 13696714.5877 | Interior Array |  |  |  | 77.9554 | 77.9554 | 0.8268 | 81.9106 | 3.9552 | W6x7 - 13 | 6 | Yellow | YEL | 0 |  | 1.01-005 | 0.07% | 0.05% | 3 |  | 3 | 75.9106 | 78.9106
1.01 | 1.01-S2.R011 | 1.01-S2.R011.I | 1.01-S2.R011.I-YEL | 2995439.3272 | 13696687.1094 | Interior Array |  |  |  | 78.2416 | 78.2416 | 0.5314 | 81.8903 | 3.6487 | W6x7 - 13 | 6 | Yellow | YEL | 0 |  | 1.01-005 | 0.07% | 0.05% | 3 |  | 3 | 75.8903 | 78.8903
1.01 | 1.01-S2.R011 | 1.01-S2.R011.J | 1.01-S2.R011.J-YEL | 2995439.3272 | 13696659.6308 | Interior Array |  |  |  | 78.029 | 78.029 | 0.7346 | 81.87 | 3.841 | W6x7 - 13 | 6 | Yellow | YEL | 0 |  | 1.01-005 | 0.07% | 0.05% | 3 |  | 3 | 75.87 | 78.87
1.01 | 1.01-S2.R011 | 1.01-S2.R011.K | 1.01-S2.R011.K-YEL | 2995439.3272 | 13696632.1525 | Interior Array |  |  |  | 78.0252 | 78.0252 | 0.7235 | 81.8496 | 3.8244 | W6x7 - 13 | 6 | Yellow | YEL | 0 |  | 1.01-005 | 0.07% | 0.05% | 3 |  | 3 | 75.8496 | 78.8496
1.01 | 1.01-S2.R011 | 1.01-S2.R011.L | 1.01-S2.R011.L-YEL | 2995439.3272 | 13696608.0404 | Interior Array |  |  |  | 77.7883 | 77.7883 | 0.9493 | 81.8318 | 4.0435 | W6x7 - 13 | 6 | Yellow | YEL | 0 |  | 1.01-005 | 0.07% | 0.05% | 3 |  | 3 | 75.8318 | 78.8318
1.01 | 1.01-S2.R012 | 1.01-S2.R012.A | 1.01-S2.R012.A-LBL | 2995459.3272 | 13696898.7944 | Interior Array |  |  |  | 77.8502 | 77.8502 | 1.0892 | 82.057 | 4.2068 | W6x7 - 14 | 6 | Light Blue | LBL | 0 |  | 1.01-005 | 0.07% | 0.05% | 3 |  | 3 | 76.057 | 79.057
1.01 | 1.01-S2.R012 | 1.01-S2.R012.B | 1.01-S2.R012.B-LGR | 2995459.3272 | 13696878.0483 | Interior Edge Array |  |  |  | 77.8872 | 77.8872 | 0.941 | 82.0416 | 4.1544 | W6x8.5 - 15 | 4.5 | Light Green | LGR | 0 |  | 1.01-005 | 0.07% | 0.05% | 3 |  | 3 | 77.5416 | 79.0416
1.01 | 1.01-S2.R012 | 1.01-S2.R012.C | 1.01-S2.R012.C-YEL | 2995459.3272 | 13696850.5697 | Interior Array |  |  |  | 78.0409 | 78.0409 | 0.7822 | 82.0213 | 3.9804 | W6x7 - 13 | 6 | Yellow | YEL | 0 |  | 1.01-005 | 0.07% | 0.05% | 3 |  | 3 | 76.0213 | 79.0213
1.01 | 1.01-S2.R012 | 1.01-S2.R012.D | 1.01-S2.R012.D-YEL | 2995459.3272 | 13696823.0914 | Interior Array |  |  |  | 77.949 | 77.949 | 0.8656 | 82.0009 | 4.0519 | W6x7 - 13 | 6 | Yellow | YEL | 0 |  | 1.01-005 | 0.07% | 0.05% | 3 |  | 3 | 76.0009 | 79.0009
1.01 | 1.01-S2.R012 | 1.01-S2.R012.E | 1.01-S2.R012.E-YEL | 2995459.3272 | 13696795.6131 | Interior Array |  |  |  | 78.0997 | 78.0997 | 0.7054 | 81.9806 | 3.8809 | W6x7 - 13 | 6 | Yellow | YEL | 0 |  | 1.01-005 | 0.07% | 0.05% | 3 |  | 3 | 75.9806 | 78.9806
1.01 | 1.01-S2.R012 | 1.01-S2.R012.F | 1.01-S2.R012.F-YEL | 2995459.3272 | 13696768.1348 | Interior Array |  |  |  | 78.1402 | 78.1402 | 0.6495 | 81.9603 | 3.8201 | W6x7 - 13 | 6 | Yellow | YEL | 0 |  | 1.01-005 | 0.07% | 0.05% | 3 |  | 3 | 75.9603 | 78.9603
1.01 | 1.01-S2.R012 | 1.01-S2.R012.G | 1.01-S2.R012.G-DBL | 2995459.3272 | 13696741.3613 | Interior Motor |  |  |  | 78.0138 | 78.0138 | 0.7634 | 81.9405 | 3.9267 | W6x10.4 - 14 | 6 | Dark Blue | DBL | 0 |  | 1.01-005 | 0.07% | 0.05% | 3 |  | 3.25 | 75.9405 | 78.6905
1.01 | 1.01-S2.R012 | 1.01-S2.R012.H | 1.01-S2.R012.H-LBL | 2995459.3272 | 13696714.5877 | Interior Array |  |  |  | 77.6156 | 77.6156 | 1.152 | 81.9206 | 4.305 | W6x7 - 14 | 6 | Light Blue | LBL | 0 |  | 1.01-005 | 0.07% | 0.05% | 3 |  | 3 | 75.9206 | 78.9206
1.01 | 1.01-S2.R012 | 1.01-S2.R012.I | 1.01-S2.R012.I-YEL | 2995459.3272 | 13696687.1094 | Interior Array |  |  |  | 78.1858 | 78.1858 | 0.5724 | 81.9003 | 3.7145 | W6x7 - 13 | 6 | Yellow | YEL | 0 |  | 1.01-005 | 0.07% | 0.05% | 3 |  | 3 | 75.9003 | 78.9003
1.01 | 1.01-S2.R012 | 1.01-S2.R012.J | 1.01-S2.R012.J-YEL | 2995459.3272 | 13696659.6308 | Interior Array |  |  |  | 77.8752 | 77.8752 | 0.8737 | 81.88 | 4.0048 | W6x7 - 13 | 6 | Yellow | YEL | 0 |  | 1.01-005 | 0.07% | 0.05% | 3 |  | 3 | 75.88 | 78.88
1.01 | 1.01-S2.R012 | 1.01-S2.R012.K | 1.01-S2.R012.K-YEL | 2995459.3272 | 13696632.1525 | Interior Array |  |  |  | 77.9752 | 77.9752 | 0.7622 | 81.8596 | 3.8844 | W6x7 - 13 | 6 | Yellow | YEL | 0 |  | 1.01-005 | 0.07% | 0.05% | 3 |  | 3 | 75.8596 | 78.8596
1.01 | 1.01-S2.R012 | 1.01-S2.R012.L | 1.01-S2.R012.L-YEL | 2995459.3272 | 13696608.0404 | Interior Array |  |  |  | 77.9548 | 77.9548 | 0.7703 | 81.8418 | 3.887 | W6x7 - 13 | 6 | Yellow | YEL | 0 |  | 1.01-005 | 0.07% | 0.05% | 3 |  | 3 | 75.8418 | 78.8418
1.01 | 1.01-S2.R013 | 1.01-S2.R013.A | 1.01-S2.R013.A-LBL | 2995479.3271 | 13696898.7944 | Interior Array |  |  |  | 77.8163 | 77.8163 | 0.9015 | 82.067 | 4.2507 | W6x7 - 14 | 6 | Light Blue | LBL | 0 |  | 1.01-005 | 0.07% | 0.05% | 3 |  | 3 | 76.067 | 79.067
1.01 | 1.01-S2.R013 | 1.01-S2.R013.B | 1.01-S2.R013.B-LGR | 2995479.3271 | 13696878.0483 | Interior Edge Array |  |  |  | 78.2203 | 78.2203 | 0.6197 | 82.0516 | 3.8313 | W6x8.5 - 15 | 4.5 | Light Green | LGR | 0 |  | 1.01-005 | 0.07% | 0.05% | 3 |  | 3 | 77.5516 | 79.0516
1.01 | 1.01-S2.R013 | 1.01-S2.R013.C | 1.01-S2.R013.C-YEL | 2995479.3271 | 13696850.5697 | Interior Array |  |  |  | 78.433 | 78.433 | 0.3769 | 82.0313 | 3.5983 | W6x7 - 13 | 6 | Yellow | YEL | 0 |  | 1.01-005 | 0.07% | 0.05% | 3 |  | 3 | 76.0313 | 79.0313
1.01 | 1.01-S2.R013 | 1.01-S2.R013.D | 1.01-S2.R013.D-LBL | 2995479.3271 | 13696823.0914 | Interior Array |  |  |  | 77.8135 | 77.8135 | 0.9831 | 82.0109 | 4.1974 | W6x7 - 14 | 6 | Light Blue | LBL | 0 |  | 1.01-005 | 0.07% | 0.05% | 3 |  | 3 | 76.0109 | 79.0109
1.01 | 1.01-S2.R013 | 1.01-S2.R013.E | 1.01-S2.R013.E-YEL | 2995479.3271 | 13696795.6131 | Interior Array |  |  |  | 78.0081 | 78.0081 | 0.78 | 81.9906 | 3.9825 | W6x7 - 13 | 6 | Yellow | YEL | 0 |  | 1.01-005 | 0.07% | 0.05% | 3 |  | 3 | 75.9906 | 78.9906
1.01 | 1.01-S2.R013 | 1.01-S2.R013.F | 1.01-S2.R013.F-YEL | 2995479.3271 | 13696768.1348 | Interior Array |  |  |  | 78.1777 | 78.1777 | 0.5988 | 81.9703 | 3.7926 | W6x7 - 13 | 6 | Yellow | YEL | 0 |  | 1.01-005 | 0.07% | 0.05% | 3 |  | 3 | 75.9703 | 78.9703
1.01 | 1.01-S2.R013 | 1.01-S2.R013.G | 1.01-S2.R013.G-DBL | 2995479.3271 | 13696741.3613 | Interior Motor |  |  |  | 77.9515 | 77.9515 | 0.8115 | 81.9505 | 3.999 | W6x10.4 - 14 | 6 | Dark Blue | DBL | 0 |  | 1.01-005 | 0.07% | 0.05% | 3 |  | 3.25 | 75.9505 | 78.7005
1.01 | 1.01-S2.R013 | 1.01-S2.R013.H | 1.01-S2.R013.H-LBL | 2995479.3271 | 13696714.5877 | Interior Array |  |  |  | 77.8988 | 77.8988 | 0.8532 | 81.9306 | 4.0318 | W6x7 - 14 | 6 | Light Blue | LBL | 0 |  | 1.01-005 | 0.07% | 0.05% | 3 |  | 3 | 75.9306 | 78.9306
1.01 | 1.01-S2.R013 | 1.01-S2.R013.I | 1.01-S2.R013.I-YEL | 2995479.3271 | 13696687.1094 | Interior Array |  |  |  | 77.9072 | 77.9072 | 0.8354 | 81.9103 | 4.0031 | W6x7 - 13 | 6 | Yellow | YEL | 0 |  | 1.01-005 | 0.07% | 0.05% | 3 |  | 3 | 75.9103 | 78.9103
1.01 | 1.01-S2.R013 | 1.01-S2.R013.J | 1.01-S2.R013.J-YEL | 2995479.3271 | 13696659.6308 | Interior Array |  |  |  | 77.8534 | 77.8534 | 0.8799 | 81.89 | 4.0366 | W6x7 - 13 | 6 | Yellow | YEL | 0 |  | 1.01-005 | 0.07% | 0.05% | 3 |  | 3 | 75.89 | 78.89
1.01 | 1.01-S2.R013 | 1.01-S2.R013.K | 1.01-S2.R013.K-YEL | 2995479.3271 | 13696632.1525 | Interior Array |  |  |  | 78.1239 | 78.1239 | 0.6039 | 81.8696 | 3.7457 | W6x7 - 13 | 6 | Yellow | YEL | 0 |  | 1.01-005 | 0.07% | 0.05% | 3 |  | 3 | 75.8696 | 78.8696
1.01 | 1.01-S2.R013 | 1.01-S2.R013.L | 1.01-S2.R013.L-YEL | 2995479.3271 | 13696608.0404 | Interior Array |  |  |  | 77.9072 | 77.9072 | 0.8091 | 81.8518 | 3.9446 | W6x7 - 13 | 6 | Yellow | YEL | 0 |  | 1.01-005 | 0.07% | 0.05% | 3 |  | 3 | 75.8518 | 78.8518
1.01 | 1.01-S2.R014 | 1.01-S2.R014.A | 1.01-S2.R014.A-LBL | 2995499.3271 | 13696898.7944 | Interior Array |  |  |  | 78.0361 | 78.0361 | 0.7025 | 82.8478 | 4.8117 | W6x7 - 14 | 5.92 | Light Blue | LBL | 0 |  | 1.01-006 | 0.07% | -3.8% | 2 | N/S | 3.75 | 76.9278 | 79.0978
1.01 | 1.01-S2.R014 | 1.01-S2.R014.B | 1.01-S2.R014.B-BLK | 2995499.3271 | 13696878.0483 | Interior Edge Array |  |  |  | 77.8624 | 77.8624 | 0.9674 | 82.8324 | 4.97 | W6x10.4 - 15.5 | 5.58 | Black | BLK | 0 |  | 1.01-006 | 0.07% | -3.8% | 2 | N/S | 3.75 | 77.2524 | 79.0824
1.01 | 1.01-S2.R014 | 1.01-S2.R014.C | 1.01-S2.R014.C-YEL | 2995499.3271 | 13696850.5697 | Interior Array |  |  |  | 78.6926 | 78.6926 | 0.1041 | 82.8121 | 4.1195 | W6x7 - 13 | 5.92 | Yellow | YEL | 0 |  | 1.01-006 | 0.07% | -3.8% | 2 | N/S | 3.75 | 76.8921 | 79.0621
1.01 | 1.01-S2.R014 | 1.01-S2.R014.D | 1.01-S2.R014.D-LBL | 2995499.3271 | 13696823.0914 | Interior Array |  |  |  | 78.1031 | 78.1031 | 0.6787 | 82.7917 | 4.6886 | W6x7 - 14 | 5.92 | Light Blue | LBL | 0 |  | 1.01-006 | 0.07% | -3.8% | 2 | N/S | 3.75 | 76.8717 | 79.0417
1.01 | 1.01-S2.R014 | 1.01-S2.R014.E | 1.01-S2.R014.E-LBL | 2995499.3271 | 13696795.6131 | Interior Array |  |  |  | 77.9137 | 77.9137 | 0.8565 | 82.7714 | 4.8577 | W6x7 - 14 | 5.92 | Light Blue | LBL | 0 |  | 1.01-006 | 0.07% | -3.8% | 2 | N/S | 3.75 | 76.8514 | 79.0214
1.01 | 1.01-S2.R014 | 1.01-S2.R014.F | 1.01-S2.R014.F-LBL | 2995499.3271 | 13696768.1348 | Interior Array |  |  |  | 78.0082 | 78.0082 | 0.7532 | 82.751 | 4.7428 | W6x7 - 14 | 5.92 | Light Blue | LBL | 0 |  | 1.01-006 | 0.07% | -3.8% | 2 | N/S | 3.75 | 76.831 | 79.001
1.01 | 1.01-S2.R014 | 1.01-S2.R014.G | 1.01-S2.R014.G-PNK | 2995499.3271 | 13696741.3613 | Interior Motor |  |  |  | 77.8217 | 77.8217 | 0.9282 | 82.7312 | 4.9095 | W6x10.4 - 15.5 | 6 | Pink | PNK | 0 |  | 1.01-006 | 0.07% | -3.8% | 2 |  | 3.25 | 76.7312 | 79.4812
1.01 | 1.01-S2.R014 | 1.01-S2.R014.H | 1.01-S2.R014.H-LBL | 2995499.3271 | 13696714.5877 | Interior Array |  |  |  | 77.826 | 77.826 | 0.9111 | 82.7114 | 4.8854 | W6x7 - 14 | 6 | Light Blue | LBL | 0 |  | 1.01-006 | 0.07% | -3.8% | 2 |  | 3 | 76.7114 | 79.7114
1.01 | 1.01-S2.R014 | 1.01-S2.R014.I | 1.01-S2.R014.I-LBL | 2995499.3271 | 13696687.1094 | Interior Array |  |  |  | 77.7321 | 77.7321 | 0.995 | 82.6911 | 4.959 | W6x7 - 14 | 6 | Light Blue | LBL | 0 |  | 1.01-006 | 0.07% | -3.8% | 2 |  | 3 | 76.6911 | 79.6911
1.01 | 1.01-S2.R014 | 1.01-S2.R014.J | 1.01-S2.R014.J-LBL | 2995499.3271 | 13696659.6308 | Interior Array |  |  |  | 77.9564 | 77.9564 | 0.7614 | 82.6707 | 4.7143 | W6x7 - 14 | 6 | Light Blue | LBL | 0 |  | 1.01-006 | 0.07% | -3.8% | 2 |  | 3 | 76.6707 | 79.6707
1.01 | 1.01-S2.R014 | 1.01-S2.R014.K | 1.01-S2.R014.K-LBL | 2995499.3271 | 13696632.1525 | Interior Array |  |  |  | 77.81 | 77.81 | 0.9023 | 82.6504 | 4.8404 | W6x7 - 14 | 6 | Light Blue | LBL | 0 |  | 1.01-006 | 0.07% | -3.8% | 2 |  | 3 | 76.6504 | 79.6504
1.01 | 1.01-S2.R014 | 1.01-S2.R014.L | 1.01-S2.R014.L-LBL | 2995499.3271 | 13696608.0404 | Interior Array |  |  |  | 77.8897 | 77.8897 | 0.8178 | 82.6325 | 4.7428 | W6x7 - 14 | 6 | Light Blue | LBL | 0 |  | 1.01-006 | 0.07% | -3.8% | 2 |  | 3 | 76.6325 | 79.6325
1.01 | 1.01-S2.R015 | 1.01-S2.R015.A | 1.01-S2.R015.A-YEL | 2995519.3271 | 13696898.7944 | Interior Array |  |  |  | 78.1397 | 78.1397 | 0.608 | 82.087 | 3.9473 | W6x7 - 13 | 6 | Yellow | YEL | 0 |  | 1.01-006 | 0.07% | -3.8% | 2 |  | 3 | 76.087 | 79.087
1.01 | 1.01-S2.R015 | 1.01-S2.R015.B | 1.01-S2.R015.B-LGR | 2995519.3271 | 13696878.0483 | Interior Edge Array |  |  |  | 78.2173 | 78.2173 | 0.5577 | 82.0716 | 3.8543 | W6x8.5 - 15 | 4.5 | Light Green | LGR | 0 |  | 1.01-006 | 0.07% | -3.8% | 2 |  | 3 | 77.5716 | 79.0716
1.01 | 1.01-S2.R015 | 1.01-S2.R015.C | 1.01-S2.R015.C-LBL | 2995519.3271 | 13696850.5697 | Interior Array |  |  |  | 77.6939 | 77.6939 | 1.0857 | 82.0513 | 4.3574 | W6x7 - 14 | 6 | Light Blue | LBL | 0 |  | 1.01-006 | 0.07% | -3.8% | 2 |  | 3 | 76.0513 | 79.0513
1.01 | 1.01-S2.R015 | 1.01-S2.R015.D | 1.01-S2.R015.D-YEL | 2995519.3271 | 13696823.0914 | Interior Array |  |  |  | 78.7763 | 78.7763 | -0.0081 | 82.0309 | 3.2546 | W6x7 - 13 | 6 | Yellow | YEL | 0 |  | 1.01-006 | 0.07% | -3.8% | 2 |  | 3 | 76.0309 | 79.0309
1.01 | 1.01-S2.R015 | 1.01-S2.R015.E | 1.01-S2.R015.E-LBL | 2995519.3271 | 13696795.6131 | Interior Array |  |  |  | 77.8055 | 77.8055 | 0.9522 | 82.0106 | 4.2051 | W6x7 - 14 | 6 | Light Blue | LBL | 0 |  | 1.01-006 | 0.07% | -3.8% | 2 |  | 3 | 76.0106 | 79.0106
1.01 | 1.01-S2.R015 | 1.01-S2.R015.F | 1.01-S2.R015.F-LBL | 2995519.3271 | 13696768.1348 | Interior Array |  |  |  | 77.8784 | 77.8784 | 0.871 | 81.9903 | 4.1119 | W6x7 - 14 | 6 | Light Blue | LBL | 0 |  | 1.01-006 | 0.07% | -3.8% | 2 |  | 3 | 75.9903 | 78.9903
1.01 | 1.01-S2.R015 | 1.01-S2.R015.G | 1.01-S2.R015.G-DBL | 2995519.3271 | 13696741.3613 | Interior Motor |  |  |  | 77.8374 | 77.8374 | 0.9057 | 81.9705 | 4.1331 | W6x10.4 - 14 | 6 | Dark Blue | DBL | 0 |  | 1.01-006 | 0.07% | -3.8% | 2 |  | 3.25 | 75.9705 | 78.7205
1.01 | 1.01-S2.R015 | 1.01-S2.R015.H | 1.01-S2.R015.H-LBL | 2995519.3271 | 13696714.5877 | Interior Array |  |  |  | 77.7514 | 77.7514 | 0.9793 | 81.9506 | 4.1992 | W6x7 - 14 | 6 | Light Blue | LBL | 0 |  | 1.01-006 | 0.07% | -3.8% | 2 |  | 3 | 75.9506 | 78.9506
1.01 | 1.01-S2.R015 | 1.01-S2.R015.I | 1.01-S2.R015.I-LBL | 2995519.3271 | 13696687.1094 | Interior Array |  |  |  | 77.7615 | 77.7615 | 0.9604 | 81.9303 | 4.1688 | W6x7 - 14 | 6 | Light Blue | LBL | 0 |  | 1.01-006 | 0.07% | -3.8% | 2 |  | 3 | 75.9303 | 78.9303
1.01 | 1.01-S2.R015 | 1.01-S2.R015.J | 1.01-S2.R015.J-LBL | 2995519.3271 | 13696659.6308 | Interior Array |  |  |  | 77.8177 | 77.8177 | 0.8949 | 81.91 | 4.0923 | W6x7 - 14 | 6 | Light Blue | LBL | 0 |  | 1.01-006 | 0.07% | -3.8% | 2 |  | 3 | 75.91 | 78.91
1.01 | 1.01-S2.R015 | 1.01-S2.R015.K | 1.01-S2.R015.K-LBL | 2995519.3271 | 13696632.1525 | Interior Array |  |  |  | 77.6892 | 77.6892 | 1.0139 | 81.8896 | 4.2004 | W6x7 - 14 | 6 | Light Blue | LBL | 0 |  | 1.01-006 | 0.07% | -3.8% | 2 |  | 3 | 75.8896 | 78.8896
1.01 | 1.01-S2.R015 | 1.01-S2.R015.L | 1.01-S2.R015.L-YEL | 2995519.3271 | 13696608.0404 | Interior Array |  |  |  | 77.8014 | 77.8014 | 0.8968 | 81.8718 | 4.0704 | W6x7 - 13 | 6 | Yellow | YEL | 0 |  | 1.01-006 | 0.07% | -3.8% | 2 |  | 3 | 75.8718 | 78.8718
1.01 | 1.01-S2.R016 | 1.01-S2.R016.A | 1.01-S2.R016.A-YEL | 2995539.3273 | 13696898.7944 | Interior Array |  |  |  | 78.0656 | 78.0656 | 0.5724 | 82.097 | 4.0314 | W6x7 - 13 | 6 | Yellow | YEL | 0 |  | 1.01-007 | 0.07% | 0.05% | 14 |  | 3 | 76.097 | 79.097
1.01 | 1.01-S2.R016 | 1.01-S2.R016.B | 1.01-S2.R016.B-YEL | 2995539.3273 | 13696878.0483 | Interior Array |  |  |  | 78.0516 | 78.0516 | 0.5951 | 82.0816 | 4.03 | W6x7 - 13 | 6 | Yellow | YEL | 0 |  | 1.01-007 | 0.07% | 0.05% | 14 |  | 3 | 76.0816 | 79.0816
1.01 | 1.01-S2.R016 | 1.01-S2.R016.C | 1.01-S2.R016.C-YEL | 2995539.3273 | 13696850.5697 | Interior Array |  |  |  | 78.063 | 78.063 | 0.5211 | 82.0613 | 3.9983 | W6x7 - 13 | 6 | Yellow | YEL | 0 |  | 1.01-007 | 0.07% | 0.05% | 14 |  | 3 | 76.0613 | 79.0613
1.01 | 1.01-S2.R016 | 1.01-S2.R016.D | 1.01-S2.R016.D-LBL | 2995539.3273 | 13696823.0914 | Interior Array |  |  |  | 77.8958 | 77.8958 | 0.9014 | 82.0409 | 4.1451 | W6x7 - 14 | 6 | Light Blue | LBL | 0 |  | 1.01-007 | 0.07% | 0.05% | 14 |  | 3 | 76.0409 | 79.0409
1.01 | 1.01-S2.R016 | 1.01-S2.R016.E | 1.01-S2.R016.E-YEL | 2995539.3273 | 13696795.6131 | Interior Array |  |  |  | 78.4848 | 78.4848 | 0.1065 | 82.0206 | 3.5358 | W6x7 - 13 | 6 | Yellow | YEL | 0 |  | 1.01-007 | 0.07% | 0.05% | 14 |  | 3 | 76.0206 | 79.0206
1.01 | 1.01-S2.R016 | 1.01-S2.R016.F | 1.01-S2.R016.F-LBL | 2995539.3273 | 13696768.1348 | Interior Array |  |  |  | 77.8057 | 77.8057 | 0.9317 | 82.0003 | 4.1946 | W6x7 - 14 | 6 | Light Blue | LBL | 0 |  | 1.01-007 | 0.07% | 0.05% | 14 |  | 3 | 76.0003 | 79.0003
1.01 | 1.01-S2.R016 | 1.01-S2.R016.G | 1.01-S2.R016.G-DBL | 2995539.3273 | 13696741.3613 | Interior Motor |  |  |  | 77.9222 | 77.9222 | 0.8089 | 81.9805 | 4.0583 | W6x10.4 - 14 | 6 | Dark Blue | DBL | 0 |  | 1.01-007 | 0.07% | 0.05% | 14 |  | 3.25 | 75.9805 | 78.7305
1.01 | 1.01-S2.R016 | 1.01-S2.R016.H | 1.01-S2.R016.H-LBL | 2995539.3273 | 13696714.5877 | Interior Array |  |  |  | 77.8304 | 77.8304 | 0.8939 | 81.9606 | 4.1302 | W6x7 - 14 | 6 | Light Blue | LBL | 0 |  | 1.01-007 | 0.07% | 0.05% | 14 |  | 3 | 75.9606 | 78.9606
1.01 | 1.01-S2.R016 | 1.01-S2.R016.I | 1.01-S2.R016.I-LBL | 2995539.3273 | 13696687.1094 | Interior Array |  |  |  | 77.8069 | 77.8069 | 0.9088 | 81.9403 | 4.1334 | W6x7 - 14 | 6 | Light Blue | LBL | 0 |  | 1.01-007 | 0.07% | 0.05% | 14 |  | 3 | 75.9403 | 78.9403
1.01 | 1.01-S2.R016 | 1.01-S2.R016.J | 1.01-S2.R016.J-LBL | 2995539.3273 | 13696659.6308 | Interior Array |  |  |  | 77.8145 | 77.8145 | 0.8929 | 81.92 | 4.1055 | W6x7 - 14 | 6 | Light Blue | LBL | 0 |  | 1.01-007 | 0.07% | 0.05% | 14 |  | 3 | 75.92 | 78.92
1.01 | 1.01-S2.R016 | 1.01-S2.R016.K | 1.01-S2.R016.K-LBL | 2995539.3273 | 13696632.1525 | Interior Array |  |  |  | 77.7486 | 77.7486 | 0.9478 | 81.8996 | 4.151 | W6x7 - 14 | 6 | Light Blue | LBL | 0 |  | 1.01-007 | 0.07% | 0.05% | 14 |  | 3 | 75.8996 | 78.8996
1.01 | 1.01-S2.R016 | 1.01-S2.R016.L | 1.01-S2.R016.L-LBL | 2995539.3273 | 13696608.0404 | Interior Array |  |  |  | 77.7649 | 77.7649 | 0.9241 | 81.8818 | 4.1169 | W6x7 - 14 | 6 | Light Blue | LBL | 0 |  | 1.01-007 | 0.07% | 0.05% | 14 |  | 3 | 75.8818 | 78.8818
1.01 | 1.01-S2.R017 | 1.01-S2.R017.A | 1.01-S2.R017.A-YEL | 2995559.3273 | 13696898.7944 | Interior Array |  |  |  | 77.9812 | 77.9812 | 0.5912 | 82.107 | 4.1258 | W6x7 - 13 | 6 | Yellow | YEL | 0 |  | 1.01-007 | 0.07% | 0.05% | 14 |  | 3 | 76.107 | 79.107
1.01 | 1.01-S2.R017 | 1.01-S2.R017.B | 1.01-S2.R017.B-YEL | 2995559.3273 | 13696878.0483 | Interior Array |  |  |  | 78.1046 | 78.1046 | 0.5977 | 82.0916 | 3.987 | W6x7 - 13 | 6 | Yellow | YEL | 0 |  | 1.01-007 | 0.07% | 0.05% | 14 |  | 3 | 76.0916 | 79.0916
1.01 | 1.01-S2.R017 | 1.01-S2.R017.C | 1.01-S2.R017.C-YEL | 2995559.3273 | 13696850.5697 | Interior Array |  |  |  | 78.1659 | 78.1659 | 0.6005 | 82.0713 | 3.9054 | W6x7 - 13 | 6 | Yellow | YEL | 0 |  | 1.01-007 | 0.07% | 0.05% | 14 |  | 3 | 76.0713 | 79.0713
1.01 | 1.01-S2.R017 | 1.01-S2.R017.D | 1.01-S2.R017.D-LBL | 2995559.3273 | 13696823.0914 | Interior Array |  |  |  | 77.9918 | 77.9918 | 0.8456 | 82.0509 | 4.0591 | W6x7 - 14 | 6 | Light Blue | LBL | 0 |  | 1.01-007 | 0.07% | 0.05% | 14 |  | 3 | 76.0509 | 79.0509
1.01 | 1.01-S2.R017 | 1.01-S2.R017.E | 1.01-S2.R017.E-YEL | 2995559.3273 | 13696795.6131 | Interior Array |  |  |  | 77.8191 | 77.8191 | 0.5998 | 82.0306 | 4.2115 | W6x7 - 13 | 6 | Yellow | YEL | 0 |  | 1.01-007 | 0.07% | 0.05% | 14 |  | 3 | 76.0306 | 79.0306
1.01 | 1.01-S2.R017 | 1.01-S2.R017.F | 1.01-S2.R017.F-YEL | 2995559.3273 | 13696768.1348 | Interior Array |  |  |  | 78.0928 | 78.0928 | 0.6326 | 82.0103 | 3.9175 | W6x7 - 13 | 6 | Yellow | YEL | 0 |  | 1.01-007 | 0.07% | 0.05% | 14 |  | 3 | 76.0103 | 79.0103
1.01 | 1.01-S2.R017 | 1.01-S2.R017.G | 1.01-S2.R017.G-DBL | 2995559.3273 | 13696741.3613 | Interior Motor |  |  |  | 78.164 | 78.164 | 0.5557 | 81.9905 | 3.8265 | W6x10.4 - 14 | 6 | Dark Blue | DBL | 0 |  | 1.01-007 | 0.07% | 0.05% | 14 |  | 3.25 | 75.9905 | 78.7405
1.01 | 1.01-S2.R017 | 1.01-S2.R017.H | 1.01-S2.R017.H-YEL | 2995559.3273 | 13696714.5877 | Interior Array |  |  |  | 77.9829 | 77.9829 | 0.7314 | 81.9706 | 3.9877 | W6x7 - 13 | 6 | Yellow | YEL | 0 |  | 1.01-007 | 0.07% | 0.05% | 14 |  | 3 | 75.9706 | 78.9706
1.01 | 1.01-S2.R017 | 1.01-S2.R017.I | 1.01-S2.R017.I-LBL | 2995559.3273 | 13696687.1094 | Interior Array |  |  |  | 77.842 | 77.842 | 0.8646 | 81.9503 | 4.1083 | W6x7 - 14 | 6 | Light Blue | LBL | 0 |  | 1.01-007 | 0.07% | 0.05% | 14 |  | 3 | 75.9503 | 78.9503
1.01 | 1.01-S2.R017 | 1.01-S2.R017.J | 1.01-S2.R017.J-LBL | 2995559.3273 | 13696659.6308 | Interior Array |  |  |  | 77.8841 | 77.8841 | 0.8149 | 81.93 | 4.0459 | W6x7 - 14 | 6 | Light Blue | LBL | 0 |  | 1.01-007 | 0.07% | 0.05% | 14 |  | 3 | 75.93 | 78.93
1.01 | 1.01-S2.R017 | 1.01-S2.R017.K | 1.01-S2.R017.K-LBL | 2995559.3273 | 13696632.1525 | Interior Array |  |  |  | 77.7589 | 77.7589 | 0.9319 | 81.9096 | 4.1507 | W6x7 - 14 | 6 | Light Blue | LBL | 0 |  | 1.01-007 | 0.07% | 0.05% | 14 |  | 3 | 75.9096 | 78.9096
1.01 | 1.01-S2.R017 | 1.01-S2.R017.L | 1.01-S2.R017.L-LBL | 2995559.3273 | 13696608.0404 | Interior Array |  |  |  | 77.7269 | 77.7269 | 0.9545 | 81.8918 | 4.1649 | W6x7 - 14 | 6 | Light Blue | LBL | 0 |  | 1.01-007 | 0.07% | 0.05% | 14 |  | 3 | 75.8918 | 78.8918
1.01 | 1.01-S2.R018 | 1.01-S2.R018.A | 1.01-S2.R018.A-YEL | 2995579.3273 | 13696898.7944 | Interior Array |  |  |  | 77.6364 | 77.6364 | 0.6157 | 82.117 | 4.4806 | W6x7 - 13 | 6 | Yellow | YEL | 0 |  | 1.01-007 | 0.07% | 0.05% | 14 |  | 3 | 76.117 | 79.117
1.01 | 1.01-S2.R018 | 1.01-S2.R018.B | 1.01-S2.R018.B-YEL | 2995579.3273 | 13696878.0483 | Interior Array |  |  |  | 78.2785 | 78.2785 | 0.6253 | 82.1016 | 3.8231 | W6x7 - 13 | 6 | Yellow | YEL | 0 |  | 1.01-007 | 0.07% | 0.05% | 14 |  | 3 | 76.1016 | 79.1016
1.01 | 1.01-S2.R018 | 1.01-S2.R018.C | 1.01-S2.R018.C-YEL | 2995579.3273 | 13696850.5697 | Interior Array |  |  |  | 77.9492 | 77.9492 | 0.6323 | 82.0813 | 4.1321 | W6x7 - 13 | 6 | Yellow | YEL | 0 |  | 1.01-007 | 0.07% | 0.05% | 14 |  | 3 | 76.0813 | 79.0813
1.01 | 1.01-S2.R018 | 1.01-S2.R018.D | 1.01-S2.R018.D-YEL | 2995579.3273 | 13696823.0914 | Interior Array |  |  |  | 78.0813 | 78.0813 | 0.6498 | 82.0609 | 3.9796 | W6x7 - 13 | 6 | Yellow | YEL | 0 |  | 1.01-007 | 0.07% | 0.05% | 14 |  | 3 | 76.0609 | 79.0609
1.01 | 1.01-S2.R018 | 1.01-S2.R018.E | 1.01-S2.R018.E-LBL | 2995579.3273 | 13696795.6131 | Interior Array |  |  |  | 77.9336 | 77.9336 | 0.8074 | 82.0406 | 4.107 | W6x7 - 14 | 6 | Light Blue | LBL | 0 |  | 1.01-007 | 0.07% | 0.05% | 14 |  | 3 | 76.0406 | 79.0406
1.01 | 1.01-S2.R018 | 1.01-S2.R018.F | 1.01-S2.R018.F-LBL | 2995579.3273 | 13696768.1348 | Interior Array |  |  |  | 77.8502 | 77.8502 | 0.8644 | 82.0203 | 4.1701 | W6x7 - 14 | 6 | Light Blue | LBL | 0 |  | 1.01-007 | 0.07% | 0.05% | 14 |  | 3 | 76.0203 | 79.0203
1.01 | 1.01-S2.R018 | 1.01-S2.R018.G | 1.01-S2.R018.G-DBL | 2995579.3273 | 13696741.3613 | Interior Motor |  |  |  | 78.259 | 78.259 | 0.4499 | 82.0005 | 3.7415 | W6x10.4 - 14 | 6 | Dark Blue | DBL | 0 |  | 1.01-007 | 0.07% | 0.05% | 14 |  | 3.25 | 76.0005 | 78.7505
1.01 | 1.01-S2.R018 | 1.01-S2.R018.H | 1.01-S2.R018.H-YEL | 2995579.3273 | 13696714.5877 | Interior Array |  |  |  | 78.3894 | 78.3894 | 0.3141 | 81.9806 | 3.5912 | W6x7 - 13 | 6 | Yellow | YEL | 0 |  | 1.01-007 | 0.07% | 0.05% | 14 |  | 3 | 75.9806 | 78.9806
1.01 | 1.01-S2.R018 | 1.01-S2.R018.I | 1.01-S2.R018.I-LBL | 2995579.3273 | 13696687.1094 | Interior Array |  |  |  | 77.7319 | 77.7319 | 0.9634 | 81.9603 | 4.2284 | W6x7 - 14 | 6 | Light Blue | LBL | 0 |  | 1.01-007 | 0.07% | 0.05% | 14 |  | 3 | 75.9603 | 78.9603
1.01 | 1.01-S2.R018 | 1.01-S2.R018.J | 1.01-S2.R018.J-LBL | 2995579.3273 | 13696659.6308 | Interior Array |  |  |  | 77.7701 | 77.7701 | 0.9173 | 81.94 | 4.1699 | W6x7 - 14 | 6 | Light Blue | LBL | 0 |  | 1.01-007 | 0.07% | 0.05% | 14 |  | 3 | 75.94 | 78.94
1.01 | 1.01-S2.R018 | 1.01-S2.R018.K | 1.01-S2.R018.K-LBL | 2995579.3273 | 13696632.1525 | Interior Array |  |  |  | 77.7556 | 77.7556 | 0.9285 | 81.9196 | 4.164 | W6x7 - 14 | 6 | Light Blue | LBL | 0 |  | 1.01-007 | 0.07% | 0.05% | 14 |  | 3 | 75.9196 | 78.9196
1.01 | 1.01-S2.R018 | 1.01-S2.R018.L | 1.01-S2.R018.L-LBL | 2995579.3273 | 13696608.0404 | Interior Array |  |  |  | 77.7478 | 77.7478 | 0.9276 | 81.9018 | 4.154 | W6x7 - 14 | 6 | Light Blue | LBL | 0 |  | 1.01-007 | 0.07% | 0.05% | 14 |  | 3 | 75.9018 | 78.9018
1.01 | 1.01-S2.R019 | 1.01-S2.R019.A | 1.01-S2.R019.A-YEL | 2995599.3272 | 13696898.7944 | Interior Array |  |  |  | 78.3008 | 78.3008 | 0.6398 | 82.127 | 3.8262 | W6x7 - 13 | 6 | Yellow | YEL | 0 |  | 1.01-007 | 0.07% | 0.05% | 14 |  | 3 | 76.127 | 79.127
1.01 | 1.01-S2.R019 | 1.01-S2.R019.B | 1.01-S2.R019.B-YEL | 2995599.3272 | 13696878.0483 | Interior Array |  |  |  | 78.3365 | 78.3365 | 0.6497 | 82.1116 | 3.7751 | W6x7 - 13 | 6 | Yellow | YEL | 0 |  | 1.01-007 | 0.07% | 0.05% | 14 |  | 3 | 76.1116 | 79.1116
1.01 | 1.01-S2.R019 | 1.01-S2.R019.C | 1.01-S2.R019.C-YEL | 2995599.3272 | 13696850.5697 | Interior Array |  |  |  | 78.0947 | 78.0947 | 0.6598 | 82.0913 | 3.9966 | W6x7 - 13 | 6 | Yellow | YEL | 0 |  | 1.01-007 | 0.07% | 0.05% | 14 |  | 3 | 76.0913 | 79.0913
1.01 | 1.01-S2.R019 | 1.01-S2.R019.D | 1.01-S2.R019.D-YEL | 2995599.3272 | 13696823.0914 | Interior Array |  |  |  | 78.0487 | 78.0487 | 0.651 | 82.0709 | 4.0222 | W6x7 - 13 | 6 | Yellow | YEL | 0 |  | 1.01-007 | 0.07% | 0.05% | 14 |  | 3 | 76.0709 | 79.0709
1.01 | 1.01-S2.R019 | 1.01-S2.R019.E | 1.01-S2.R019.E-YEL | 2995599.3272 | 13696795.6131 | Interior Array |  |  |  | 78.0496 | 78.0496 | 0.643 | 82.0506 | 4.001 | W6x7 - 13 | 6 | Yellow | YEL | 0 |  | 1.01-007 | 0.07% | 0.05% | 14 |  | 3 | 76.0506 | 79.0506
1.01 | 1.01-S2.R019 | 1.01-S2.R019.F | 1.01-S2.R019.F-LBL | 2995599.3272 | 13696768.1348 | Interior Array |  |  |  | 77.8736 | 77.8736 | 0.8311 | 82.0303 | 4.1567 | W6x7 - 14 | 6 | Light Blue | LBL | 0 |  | 1.01-007 | 0.07% | 0.05% | 14 |  | 3 | 76.0303 | 79.0303
1.01 | 1.01-S2.R019 | 1.01-S2.R019.G | 1.01-S2.R019.G-DBL | 2995599.3272 | 13696741.3613 | Interior Motor |  |  |  | 77.8249 | 77.8249 | 0.8732 | 82.0105 | 4.1856 | W6x10.4 - 14 | 6 | Dark Blue | DBL | 0 |  | 1.01-007 | 0.07% | 0.05% | 14 |  | 3.25 | 76.0105 | 78.7605
1.01 | 1.01-S2.R019 | 1.01-S2.R019.H | 1.01-S2.R019.H-YEL | 2995599.3272 | 13696714.5877 | Interior Array |  |  |  | 77.876 | 77.876 | 0.8167 | 81.9906 | 4.1146 | W6x7 - 13 | 6 | Yellow | YEL | 0 |  | 1.01-007 | 0.07% | 0.05% | 14 |  | 3 | 75.9906 | 78.9906
1.01 | 1.01-S2.R019 | 1.01-S2.R019.I | 1.01-S2.R019.I-YEL | 2995599.3272 | 13696687.1094 | Interior Array |  |  |  | 77.8869 | 77.8869 | 0.7977 | 81.9703 | 4.0834 | W6x7 - 13 | 6 | Yellow | YEL | 0 |  | 1.01-007 | 0.07% | 0.05% | 14 |  | 3 | 75.9703 | 78.9703
1.01 | 1.01-S2.R019 | 1.01-S2.R019.J | 1.01-S2.R019.J-LBL | 2995599.3272 | 13696659.6308 | Interior Array |  |  |  | 77.7168 | 77.7168 | 0.959 | 81.95 | 4.2332 | W6x7 - 14 | 6 | Light Blue | LBL | 0 |  | 1.01-007 | 0.07% | 0.05% | 14 |  | 3 | 75.95 | 78.95
1.01 | 1.01-S2.R019 | 1.01-S2.R019.K | 1.01-S2.R019.K-LBL | 2995599.3272 | 13696632.1525 | Interior Array |  |  |  | 77.6238 | 77.6238 | 1.0487 | 81.9296 | 4.3058 | W6x7 - 14 | 6 | Light Blue | LBL | 0 |  | 1.01-007 | 0.07% | 0.05% | 14 |  | 3 | 75.9296 | 78.9296
1.01 | 1.01-S2.R019 | 1.01-S2.R019.L | 1.01-S2.R019.L-LBL | 2995599.3272 | 13696608.0404 | Interior Array |  |  |  | 77.6619 | 77.6619 | 1.0074 | 81.9118 | 4.2499 | W6x7 - 14 | 6 | Light Blue | LBL | 0 |  | 1.01-007 | 0.07% | 0.05% | 14 |  | 3 | 75.9118 | 78.9118
1.01 | 1.01-S2.R020 | 1.01-S2.R020.A | 1.01-S2.R020.A-YEL | 2995619.3272 | 13696898.7944 | Interior Array |  |  |  | 78.1764 | 78.1764 | 0.6494 | 82.137 | 3.9606 | W6x7 - 13 | 6 | Yellow | YEL | 0 |  | 1.01-007 | 0.07% | 0.05% | 14 |  | 3 | 76.137 | 79.137
1.01 | 1.01-S2.R020 | 1.01-S2.R020.B | 1.01-S2.R020.B-YEL | 2995619.3272 | 13696878.0483 | Interior Array |  |  |  | 78.1664 | 78.1664 | 0.6613 | 82.1216 | 3.9552 | W6x7 - 13 | 6 | Yellow | YEL | 0 |  | 1.01-007 | 0.07% | 0.05% | 14 |  | 3 | 76.1216 | 79.1216
1.01 | 1.01-S2.R020 | 1.01-S2.R020.C | 1.01-S2.R020.C-YEL | 2995619.3272 | 13696850.5697 | Interior Array |  |  |  | 78.0651 | 78.0651 | 0.6194 | 82.1013 | 4.0362 | W6x7 - 13 | 6 | Yellow | YEL | 0 |  | 1.01-007 | 0.07% | 0.05% | 14 |  | 3 | 76.1013 | 79.1013
1.01 | 1.01-S2.R020 | 1.01-S2.R020.D | 1.01-S2.R020.D-YEL | 2995619.3272 | 13696823.0914 | Interior Array |  |  |  | 78.1143 | 78.1143 | 0.6833 | 82.0809 | 3.9666 | W6x7 - 13 | 6 | Yellow | YEL | 0 |  | 1.01-007 | 0.07% | 0.05% | 14 |  | 3 | 76.0809 | 79.0809
1.01 | 1.01-S2.R020 | 1.01-S2.R020.E | 1.01-S2.R020.E-YEL | 2995619.3272 | 13696795.6131 | Interior Array |  |  |  | 78.1398 | 78.1398 | 0.6588 | 82.0606 | 3.9208 | W6x7 - 13 | 6 | Yellow | YEL | 0 |  | 1.01-007 | 0.07% | 0.05% | 14 |  | 3 | 76.0606 | 79.0606
1.01 | 1.01-S2.R020 | 1.01-S2.R020.F | 1.01-S2.R020.F-YEL | 2995619.3272 | 13696768.1348 | Interior Array |  |  |  | 77.8867 | 77.8867 | 0.6345 | 82.0403 | 4.1536 | W6x7 - 13 | 6 | Yellow | YEL | 0 |  | 1.01-007 | 0.07% | 0.05% | 14 |  | 3 | 76.0403 | 79.0403
1.01 | 1.01-S2.R020 | 1.01-S2.R020.G | 1.01-S2.R020.G-DBL | 2995619.3272 | 13696741.3613 | Interior Motor |  |  |  | 77.8751 | 77.8751 | 0.8108 | 82.0205 | 4.1454 | W6x10.4 - 14 | 6 | Dark Blue | DBL | 0 |  | 1.01-007 | 0.07% | 0.05% | 14 |  | 3.25 | 76.0205 | 78.7705
1.01 | 1.01-S2.R020 | 1.01-S2.R020.H | 1.01-S2.R020.H-YEL | 2995619.3272 | 13696714.5877 | Interior Array |  |  |  | 78.0182 | 78.0182 | 0.6625 | 82.0006 | 3.9824 | W6x7 - 13 | 6 | Yellow | YEL | 0 |  | 1.01-007 | 0.07% | 0.05% | 14 |  | 3 | 76.0006 | 79.0006
1.01 | 1.01-S2.R020 | 1.01-S2.R020.I | 1.01-S2.R020.I-LBL | 2995619.3272 | 13696687.1094 | Interior Array |  |  |  | 77.6411 | 77.6411 | 1.0363 | 81.9803 | 4.3392 | W6x7 - 14 | 6 | Light Blue | LBL | 0 |  | 1.01-007 | 0.07% | 0.05% | 14 |  | 3 | 75.9803 | 78.9803
1.01 | 1.01-S2.R020 | 1.01-S2.R020.J | 1.01-S2.R020.J-YEL | 2995619.3272 | 13696659.6308 | Interior Array |  |  |  | 78.416 | 78.416 | 0.2526 | 81.96 | 3.544 | W6x7 - 13 | 6 | Yellow | YEL | 0 |  | 1.01-007 | 0.07% | 0.05% | 14 |  | 3 | 75.96 | 78.96
1.01 | 1.01-S2.R020 | 1.01-S2.R020.K | 1.01-S2.R020.K-LBL | 2995619.3272 | 13696632.1525 | Interior Array |  |  |  | 77.5855 | 77.5855 | 1.0782 | 81.9396 | 4.3541 | W6x7 - 14 | 6 | Light Blue | LBL | 0 |  | 1.01-007 | 0.07% | 0.05% | 14 |  | 3 | 75.9396 | 78.9396
1.01 | 1.01-S2.R020 | 1.01-S2.R020.L | 1.01-S2.R020.L-YEL | 2995619.3272 | 13696608.0404 | Interior Array |  |  |  | 77.8658 | 77.8658 | 0.7947 | 81.9218 | 4.056 | W6x7 - 13 | 6 | Yellow | YEL | 0 |  | 1.01-007 | 0.07% | 0.05% | 14 |  | 3 | 75.9218 | 78.9218
1.01 | 1.01-S2.R021 | 1.01-S2.R021.A | 1.01-S2.R021.A-YEL | 2995639.3271 | 13696898.7944 | Interior Array |  |  |  | 78.1799 | 78.1799 | 0.6394 | 82.147 | 3.9671 | W6x7 - 13 | 6 | Yellow | YEL | 0 |  | 1.01-007 | 0.07% | 0.05% | 14 |  | 3 | 76.147 | 79.147
1.01 | 1.01-S2.R021 | 1.01-S2.R021.B | 1.01-S2.R021.B-YEL | 2995639.3271 | 13696878.0483 | Interior Array |  |  |  | 78.064 | 78.064 | 0.5843 | 82.1316 | 4.0676 | W6x7 - 13 | 6 | Yellow | YEL | 0 |  | 1.01-007 | 0.07% | 0.05% | 14 |  | 3 | 76.1316 | 79.1316
1.01 | 1.01-S2.R021 | 1.01-S2.R021.C | 1.01-S2.R021.C-YEL | 2995639.3271 | 13696850.5697 | Interior Array |  |  |  | 78.0099 | 78.0099 | 0.6609 | 82.1113 | 4.1014 | W6x7 - 13 | 6 | Yellow | YEL | 0 |  | 1.01-007 | 0.07% | 0.05% | 14 |  | 3 | 76.1113 | 79.1113
1.01 | 1.01-S2.R021 | 1.01-S2.R021.D | 1.01-S2.R021.D-YEL | 2995639.3271 | 13696823.0914 | Interior Array |  |  |  | 78.0517 | 78.0517 | 0.698 | 82.0909 | 4.0392 | W6x7 - 13 | 6 | Yellow | YEL | 0 |  | 1.01-007 | 0.07% | 0.05% | 14 |  | 3 | 76.0909 | 79.0909
1.01 | 1.01-S2.R021 | 1.01-S2.R021.E | 1.01-S2.R021.E-YEL | 2995639.3271 | 13696795.6131 | Interior Array |  |  |  | 78.2631 | 78.2631 | 0.6746 | 82.0706 | 3.8075 | W6x7 - 13 | 6 | Yellow | YEL | 0 |  | 1.01-007 | 0.07% | 0.05% | 14 |  | 3 | 76.0706 | 79.0706
1.01 | 1.01-S2.R021 | 1.01-S2.R021.F | 1.01-S2.R021.F-YEL | 2995639.3271 | 13696768.1348 | Interior Array |  |  |  | 77.8651 | 77.8651 | 0.6504 | 82.0503 | 4.1852 | W6x7 - 13 | 6 | Yellow | YEL | 0 |  | 1.01-007 | 0.07% | 0.05% | 14 |  | 3 | 76.0503 | 79.0503
1.01 | 1.01-S2.R021 | 1.01-S2.R021.G | 1.01-S2.R021.G-DBL | 2995639.3271 | 13696741.3613 | Interior Motor |  |  |  | 77.8536 | 77.8536 | 0.6319 | 82.0305 | 4.1769 | W6x10.4 - 14 | 6 | Dark Blue | DBL | 0 |  | 1.01-007 | 0.07% | 0.05% | 14 |  | 3.25 | 76.0305 | 78.7805
1.01 | 1.01-S2.R021 | 1.01-S2.R021.H | 1.01-S2.R021.H-YEL | 2995639.3271 | 13696714.5877 | Interior Array |  |  |  | 77.9788 | 77.9788 | 0.6151 | 82.0106 | 4.0318 | W6x7 - 13 | 6 | Yellow | YEL | 0 |  | 1.01-007 | 0.07% | 0.05% | 14 |  | 3 | 76.0106 | 79.0106
1.01 | 1.01-S2.R021 | 1.01-S2.R021.I | 1.01-S2.R021.I-LBL | 2995639.3271 | 13696687.1094 | Interior Array |  |  |  | 77.8827 | 77.8827 | 0.797 | 81.9903 | 4.1076 | W6x7 - 14 | 6 | Light Blue | LBL | 0 |  | 1.01-007 | 0.07% | 0.05% | 14 |  | 3 | 75.9903 | 78.9903
1.01 | 1.01-S2.R021 | 1.01-S2.R021.J | 1.01-S2.R021.J-LBL | 2995639.3271 | 13696659.6308 | Interior Array |  |  |  | 77.501 | 77.501 | 1.1604 | 81.97 | 4.469 | W6x7 - 14 | 6 | Light Blue | LBL | 0 |  | 1.01-007 | 0.07% | 0.05% | 14 |  | 3 | 75.97 | 78.97
1.01 | 1.01-S2.R021 | 1.01-S2.R021.K | 1.01-S2.R021.K-YEL | 2995639.3271 | 13696632.1525 | Interior Array |  |  |  | 78.4739 | 78.4739 | 0.182 | 81.9496 | 3.4757 | W6x7 - 13 | 6 | Yellow | YEL | 0 |  | 1.01-007 | 0.07% | 0.05% | 14 |  | 3 | 75.9496 | 78.9496
1.01 | 1.01-S2.R021 | 1.01-S2.R021.L | 1.01-S2.R021.L-YEL | 2995639.3271 | 13696608.0404 | Interior Array |  |  |  | 78.283 | 78.283 | 0.3687 | 81.9318 | 3.6488 | W6x7 - 13 | 6 | Yellow | YEL | 0 |  | 1.01-007 | 0.07% | 0.05% | 14 |  | 3 | 75.9318 | 78.9318
1.01 | 1.01-S2.R022 | 1.01-S2.R022.A | 1.01-S2.R022.A-YEL | 2995659.3271 | 13696898.7944 | Interior Array |  |  |  | 78.0898 | 78.0898 | 0.5335 | 82.157 | 4.0672 | W6x7 - 13 | 6 | Yellow | YEL | 0 |  | 1.01-007 | 0.07% | 0.05% | 14 |  | 3 | 76.157 | 79.157
1.01 | 1.01-S2.R022 | 1.01-S2.R022.B | 1.01-S2.R022.B-YEL | 2995659.3271 | 13696878.0483 | Interior Array |  |  |  | 77.9636 | 77.9636 | 0.5654 | 82.1416 | 4.178 | W6x7 - 13 | 6 | Yellow | YEL | 0 |  | 1.01-007 | 0.07% | 0.05% | 14 |  | 3 | 76.1416 | 79.1416
1.01 | 1.01-S2.R022 | 1.01-S2.R022.C | 1.01-S2.R022.C-YEL | 2995659.3271 | 13696850.5697 | Interior Array |  |  |  | 77.9153 | 77.9153 | 0.6228 | 82.1213 | 4.206 | W6x7 - 13 | 6 | Yellow | YEL | 0 |  | 1.01-007 | 0.07% | 0.05% | 14 |  | 3 | 76.1213 | 79.1213
1.01 | 1.01-S2.R022 | 1.01-S2.R022.D | 1.01-S2.R022.D-YEL | 2995659.3271 | 13696823.0914 | Interior Array |  |  |  | 78.1015 | 78.1015 | 0.7086 | 82.1009 | 3.9994 | W6x7 - 13 | 6 | Yellow | YEL | 0 |  | 1.01-007 | 0.07% | 0.05% | 14 |  | 3 | 76.1009 | 79.1009
1.01 | 1.01-S2.R022 | 1.01-S2.R022.E | 1.01-S2.R022.E-YEL | 2995659.3271 | 13696795.6131 | Interior Array |  |  |  | 78.3379 | 78.3379 | 0.6929 | 82.0806 | 3.7427 | W6x7 - 13 | 6 | Yellow | YEL | 0 |  | 1.01-007 | 0.07% | 0.05% | 14 |  | 3 | 76.0806 | 79.0806
1.01 | 1.01-S2.R022 | 1.01-S2.R022.F | 1.01-S2.R022.F-YEL | 2995659.3271 | 13696768.1348 | Interior Array |  |  |  | 77.8602 | 77.8602 | 0.6687 | 82.0603 | 4.2001 | W6x7 - 13 | 6 | Yellow | YEL | 0 |  | 1.01-007 | 0.07% | 0.05% | 14 |  | 3 | 76.0603 | 79.0603
1.01 | 1.01-S2.R022 | 1.01-S2.R022.G | 1.01-S2.R022.G-DBL | 2995659.3271 | 13696741.3613 | Interior Motor |  |  |  | 77.7792 | 77.7792 | 0.6511 | 82.0405 | 4.2613 | W6x10.4 - 14 | 6 | Dark Blue | DBL | 0 |  | 1.01-007 | 0.07% | 0.05% | 14 |  | 3.25 | 76.0405 | 78.7905
1.01 | 1.01-S2.R022 | 1.01-S2.R022.H | 1.01-S2.R022.H-LBL | 2995659.3271 | 13696714.5877 | Interior Array |  |  |  | 77.9045 | 77.9045 | 0.8187 | 82.0206 | 4.1161 | W6x7 - 14 | 6 | Light Blue | LBL | 0 |  | 1.01-007 | 0.07% | 0.05% | 14 |  | 3 | 76.0206 | 79.0206
1.01 | 1.01-S2.R022 | 1.01-S2.R022.I | 1.01-S2.R022.I-LBL | 2995659.3271 | 13696687.1094 | Interior Array |  |  |  | 77.8381 | 77.8381 | 0.8171 | 82.0003 | 4.1622 | W6x7 - 14 | 6 | Light Blue | LBL | 0 |  | 1.01-007 | 0.07% | 0.05% | 14 |  | 3 | 76.0003 | 79.0003
1.01 | 1.01-S2.R022 | 1.01-S2.R022.J | 1.01-S2.R022.J-LBL | 2995659.3271 | 13696659.6308 | Interior Array |  |  |  | 77.8566 | 77.8566 | 0.7964 | 81.98 | 4.1234 | W6x7 - 14 | 6 | Light Blue | LBL | 0 |  | 1.01-007 | 0.07% | 0.05% | 14 |  | 3 | 75.98 | 78.98
1.01 | 1.01-S2.R022 | 1.01-S2.R022.K | 1.01-S2.R022.K-YEL | 2995659.3271 | 13696632.1525 | Interior Array |  |  |  | 77.8539 | 77.8539 | 0.7946 | 81.9596 | 4.1057 | W6x7 - 13 | 6 | Yellow | YEL | 0 |  | 1.01-007 | 0.07% | 0.05% | 14 |  | 3 | 75.9596 | 78.9596
1.01 | 1.01-S2.R022 | 1.01-S2.R022.L | 1.01-S2.R022.L-YEL | 2995659.3271 | 13696608.0404 | Interior Array |  |  |  | 78.1925 | 78.1925 | 0.4508 | 81.9418 | 3.7493 | W6x7 - 13 | 6 | Yellow | YEL | 0 |  | 1.01-007 | 0.07% | 0.05% | 14 |  | 3 | 75.9418 | 78.9418
1.01 | 1.01-S2.R023 | 1.01-S2.R023.A | 1.01-S2.R023.A-YEL | 2995679.3271 | 13696898.7944 | Interior Array |  |  |  | 77.9253 | 77.9253 | 0.5647 | 82.167 | 4.2417 | W6x7 - 13 | 6 | Yellow | YEL | 0 |  | 1.01-007 | 0.07% | 0.05% | 14 |  | 3 | 76.167 | 79.167
1.01 | 1.01-S2.R023 | 1.01-S2.R023.B | 1.01-S2.R023.B-LBL | 2995679.3271 | 13696878.0483 | Interior Array |  |  |  | 77.8604 | 77.8604 | 0.6322 | 82.1516 | 4.2912 | W6x7 - 14 | 6 | Light Blue | LBL | 0 |  | 1.01-007 | 0.07% | 0.05% | 14 |  | 3 | 76.1516 | 79.1516
1.01 | 1.01-S2.R023 | 1.01-S2.R023.C | 1.01-S2.R023.C-LBL | 2995679.3271 | 13696850.5697 | Interior Array |  |  |  | 77.8442 | 77.8442 | 0.7199 | 82.1313 | 4.2871 | W6x7 - 14 | 6 | Light Blue | LBL | 0 |  | 1.01-007 | 0.07% | 0.05% | 14 |  | 3 | 76.1313 | 79.1313
1.01 | 1.01-S2.R023 | 1.01-S2.R023.D | 1.01-S2.R023.D-LBL | 2995679.3271 | 13696823.0914 | Interior Array |  |  |  | 77.9895 | 77.9895 | 0.7208 | 82.1109 | 4.1214 | W6x7 - 14 | 6 | Light Blue | LBL | 0 |  | 1.01-007 | 0.07% | 0.05% | 14 |  | 3 | 76.1109 | 79.1109
1.01 | 1.01-S2.R023 | 1.01-S2.R023.E | 1.01-S2.R023.E-YEL | 2995679.3271 | 13696795.6131 | Interior Array |  |  |  | 78.3987 | 78.3987 | 0.7069 | 82.0906 | 3.6919 | W6x7 - 13 | 6 | Yellow | YEL | 0 |  | 1.01-007 | 0.07% | 0.05% | 14 |  | 3 | 76.0906 | 79.0906
1.01 | 1.01-S2.R023 | 1.01-S2.R023.F | 1.01-S2.R023.F-YEL | 2995679.3271 | 13696768.1348 | Interior Array |  |  |  | 77.8604 | 77.8604 | 0.6893 | 82.0703 | 4.2099 | W6x7 - 13 | 6 | Yellow | YEL | 0 |  | 1.01-007 | 0.07% | 0.05% | 14 |  | 3 | 76.0703 | 79.0703
1.01 | 1.01-S2.R023 | 1.01-S2.R023.G | 1.01-S2.R023.G-DBL | 2995679.3271 | 13696741.3613 | Interior Motor |  |  |  | 77.7529 | 77.7529 | 0.6965 | 82.0505 | 4.2976 | W6x10.4 - 14 | 6 | Dark Blue | DBL | 0 |  | 1.01-007 | 0.07% | 0.05% | 14 |  | 3.25 | 76.0505 | 78.8005
1.01 | 1.01-S2.R023 | 1.01-S2.R023.H | 1.01-S2.R023.H-LBL | 2995679.3271 | 13696714.5877 | Interior Array |  |  |  | 77.9179 | 77.9179 | 0.8336 | 82.0306 | 4.1127 | W6x7 - 14 | 6 | Light Blue | LBL | 0 |  | 1.01-007 | 0.07% | 0.05% | 14 |  | 3 | 76.0306 | 79.0306
1.01 | 1.01-S2.R023 | 1.01-S2.R023.I | 1.01-S2.R023.I-LBL | 2995679.3271 | 13696687.1094 | Interior Array |  |  |  | 77.8571 | 77.8571 | 0.8323 | 82.0103 | 4.1532 | W6x7 - 14 | 6 | Light Blue | LBL | 0 |  | 1.01-007 | 0.07% | 0.05% | 14 |  | 3 | 76.0103 | 79.0103
1.01 | 1.01-S2.R023 | 1.01-S2.R023.J | 1.01-S2.R023.J-YEL | 2995679.3271 | 13696659.6308 | Interior Array |  |  |  | 77.9325 | 77.9325 | 0.7109 | 81.99 | 4.0575 | W6x7 - 13 | 6 | Yellow | YEL | 0 |  | 1.01-007 | 0.07% | 0.05% | 14 |  | 3 | 75.99 | 78.99
1.01 | 1.01-S2.R023 | 1.01-S2.R023.K | 1.01-S2.R023.K-YEL | 2995679.3271 | 13696632.1525 | Interior Array |  |  |  | 77.9254 | 77.9254 | 0.7153 | 81.9696 | 4.0442 | W6x7 - 13 | 6 | Yellow | YEL | 0 |  | 1.01-007 | 0.07% | 0.05% | 14 |  | 3 | 75.9696 | 78.9696
1.01 | 1.01-S2.R023 | 1.01-S2.R023.L | 1.01-S2.R023.L-YEL | 2995679.3271 | 13696608.0404 | Interior Array |  |  |  | 77.8982 | 77.8982 | 0.7375 | 81.9518 | 4.0536 | W6x7 - 13 | 6 | Yellow | YEL | 0 |  | 1.01-007 | 0.07% | 0.05% | 14 |  | 3 | 75.9518 | 78.9518
1.01 | 1.01-S2.R024 | 1.01-S2.R024.A | 1.01-S2.R024.A-LBL | 2995699.3274 | 13696898.7944 | Interior Array |  |  |  | 77.7963 | 77.7963 | 0.5538 | 82.177 | 4.3807 | W6x7 - 14 | 6 | Light Blue | LBL | 0 |  | 1.01-007 | 0.07% | 0.05% | 14 |  | 3 | 76.177 | 79.177
1.01 | 1.01-S2.R024 | 1.01-S2.R024.B | 1.01-S2.R024.B-YEL | 2995699.3274 | 13696878.0483 | Interior Array |  |  |  | 77.851 | 77.851 | 0.4871 | 82.1616 | 4.3106 | W6x7 - 13 | 6 | Yellow | YEL | 0 |  | 1.01-007 | 0.07% | 0.05% | 14 |  | 3 | 76.1616 | 79.1616
1.01 | 1.01-S2.R024 | 1.01-S2.R024.C | 1.01-S2.R024.C-LBL | 2995699.3274 | 13696850.5697 | Interior Array |  |  |  | 77.7914 | 77.7914 | 0.7322 | 82.1413 | 4.3499 | W6x7 - 14 | 6 | Light Blue | LBL | 0 |  | 1.01-007 | 0.07% | 0.05% | 14 |  | 3 | 76.1413 | 79.1413
1.01 | 1.01-S2.R024 | 1.01-S2.R024.D | 1.01-S2.R024.D-LBL | 2995699.3274 | 13696823.0914 | Interior Array |  |  |  | 77.8838 | 77.8838 | 0.7277 | 82.1209 | 4.2371 | W6x7 - 14 | 6 | Light Blue | LBL | 0 |  | 1.01-007 | 0.07% | 0.05% | 14 |  | 3 | 76.1209 | 79.1209
1.01 | 1.01-S2.R024 | 1.01-S2.R024.E | 1.01-S2.R024.E-LBL | 2995699.3274 | 13696795.6131 | Interior Array |  |  |  | 78.3666 | 78.3666 | 0.719 | 82.1006 | 3.734 | W6x7 - 14 | 6 | Light Blue | LBL | 0 |  | 1.01-007 | 0.07% | 0.05% | 14 |  | 3 | 76.1006 | 79.1006
1.01 | 1.01-S2.R024 | 1.01-S2.R024.F | 1.01-S2.R024.F-LBL | 2995699.3274 | 13696768.1348 | Interior Array |  |  |  | 77.8314 | 77.8314 | 0.7062 | 82.0803 | 4.2489 | W6x7 - 14 | 6 | Light Blue | LBL | 0 |  | 1.01-007 | 0.07% | 0.05% | 14 |  | 3 | 76.0803 | 79.0803
1.01 | 1.01-S2.R024 | 1.01-S2.R024.G | 1.01-S2.R024.G-DBL | 2995699.3274 | 13696741.3613 | Interior Motor |  |  |  | 77.691 | 77.691 | 0.8454 | 82.0605 | 4.3695 | W6x10.4 - 14 | 6 | Dark Blue | DBL | 0 |  | 1.01-007 | 0.07% | 0.05% | 14 |  | 3.25 | 76.0605 | 78.8105
1.01 | 1.01-S2.R024 | 1.01-S2.R024.H | 1.01-S2.R024.H-LBL | 2995699.3274 | 13696714.5877 | Interior Array |  |  |  | 77.8826 | 77.8826 | 0.8479 | 82.0406 | 4.158 | W6x7 - 14 | 6 | Light Blue | LBL | 0 |  | 1.01-007 | 0.07% | 0.05% | 14 |  | 3 | 76.0406 | 79.0406
1.01 | 1.01-S2.R024 | 1.01-S2.R024.I | 1.01-S2.R024.I-LBL | 2995699.3274 | 13696687.1094 | Interior Array |  |  |  | 77.9496 | 77.9496 | 0.7835 | 82.0203 | 4.0707 | W6x7 - 14 | 6 | Light Blue | LBL | 0 |  | 1.01-007 | 0.07% | 0.05% | 14 |  | 3 | 76.0203 | 79.0203
1.01 | 1.01-S2.R024 | 1.01-S2.R024.J | 1.01-S2.R024.J-YEL | 2995699.3274 | 13696659.6308 | Interior Array |  |  |  | 77.9704 | 77.9704 | 0.6944 | 82 | 4.0296 | W6x7 - 13 | 6 | Yellow | YEL | 0 |  | 1.01-007 | 0.07% | 0.05% | 14 |  | 3 | 76 | 79
1.01 | 1.01-S2.R024 | 1.01-S2.R024.K | 1.01-S2.R024.K-YEL | 2995699.3274 | 13696632.1525 | Interior Array |  |  |  | 77.9265 | 77.9265 | 0.7046 | 81.9796 | 4.0531 | W6x7 - 13 | 6 | Yellow | YEL | 0 |  | 1.01-007 | 0.07% | 0.05% | 14 |  | 3 | 75.9796 | 78.9796
1.01 | 1.01-S2.R024 | 1.01-S2.R024.L | 1.01-S2.R024.L-YEL | 2995699.3274 | 13696608.0404 | Interior Array |  |  |  | 77.9916 | 77.9916 | 0.6364 | 81.9618 | 3.9702 | W6x7 - 13 | 6 | Yellow | YEL | 0 |  | 1.01-007 | 0.07% | 0.05% | 14 |  | 3 | 75.9618 | 78.9618
1.01 | 1.01-S2.R025 | 1.01-S2.R025.A | 1.01-S2.R025.A-LBL | 2995719.3273 | 13696898.7944 | Interior Array |  |  |  | 77.8816 | 77.8816 | 0.5611 | 82.187 | 4.3054 | W6x7 - 14 | 6 | Light Blue | LBL | 0 |  | 1.01-007 | 0.07% | 0.05% | 14 |  | 3 | 76.187 | 79.187
1.01 | 1.01-S2.R025 | 1.01-S2.R025.B | 1.01-S2.R025.B-YEL | 2995719.3273 | 13696878.0483 | Interior Array |  |  |  | 77.8367 | 77.8367 | 0.558 | 82.1716 | 4.3349 | W6x7 - 13 | 6 | Yellow | YEL | 0 |  | 1.01-007 | 0.07% | 0.05% | 14 |  | 3 | 76.1716 | 79.1716
1.01 | 1.01-S2.R025 | 1.01-S2.R025.C | 1.01-S2.R025.C-LBL | 2995719.3273 | 13696850.5697 | Interior Array |  |  |  | 77.7836 | 77.7836 | 0.7405 | 82.1513 | 4.3677 | W6x7 - 14 | 6 | Light Blue | LBL | 0 |  | 1.01-007 | 0.07% | 0.05% | 14 |  | 3 | 76.1513 | 79.1513
1.01 | 1.01-S2.R025 | 1.01-S2.R025.D | 1.01-S2.R025.D-LBL | 2995719.3273 | 13696823.0914 | Interior Array |  |  |  | 77.9164 | 77.9164 | 0.7352 | 82.1309 | 4.2145 | W6x7 - 14 | 6 | Light Blue | LBL | 0 |  | 1.01-007 | 0.07% | 0.05% | 14 |  | 3 | 76.1309 | 79.1309
1.01 | 1.01-S2.R025 | 1.01-S2.R025.E | 1.01-S2.R025.E-LBL | 2995719.3273 | 13696795.6131 | Interior Array |  |  |  | 78.3346 | 78.3346 | 0.7258 | 82.1106 | 3.776 | W6x7 - 14 | 6 | Light Blue | LBL | 0 |  | 1.01-007 | 0.07% | 0.05% | 14 |  | 3 | 76.1106 | 79.1106
1.01 | 1.01-S2.R025 | 1.01-S2.R025.F | 1.01-S2.R025.F-LBL | 2995719.3273 | 13696768.1348 | Interior Array |  |  |  | 77.7995 | 77.7995 | 0.8416 | 82.0903 | 4.2908 | W6x7 - 14 | 6 | Light Blue | LBL | 0 |  | 1.01-007 | 0.07% | 0.05% | 14 |  | 3 | 76.0903 | 79.0903
1.01 | 1.01-S2.R025 | 1.01-S2.R025.G | 1.01-S2.R025.G-DBL | 2995719.3273 | 13696741.3613 | Interior Motor |  |  |  | 77.6443 | 77.6443 | 0.8466 | 82.0705 | 4.4262 | W6x10.4 - 14 | 6 | Dark Blue | DBL | 0 |  | 1.01-007 | 0.07% | 0.05% | 14 |  | 3.25 | 76.0705 | 78.8205
1.01 | 1.01-S2.R025 | 1.01-S2.R025.H | 1.01-S2.R025.H-LBL | 2995719.3273 | 13696714.5877 | Interior Array |  |  |  | 77.8424 | 77.8424 | 0.7815 | 82.0506 | 4.2082 | W6x7 - 14 | 6 | Light Blue | LBL | 0 |  | 1.01-007 | 0.07% | 0.05% | 14 |  | 3 | 76.0506 | 79.0506
1.01 | 1.01-S2.R025 | 1.01-S2.R025.I | 1.01-S2.R025.I-LBL | 2995719.3273 | 13696687.1094 | Interior Array |  |  |  | 77.9441 | 77.9441 | 0.6988 | 82.0303 | 4.0862 | W6x7 - 14 | 6 | Light Blue | LBL | 0 |  | 1.01-007 | 0.07% | 0.05% | 14 |  | 3 | 76.0303 | 79.0303
1.01 | 1.01-S2.R025 | 1.01-S2.R025.J | 1.01-S2.R025.J-YEL | 2995719.3273 | 13696659.6308 | Interior Array |  |  |  | 77.9588 | 77.9588 | 0.6654 | 82.01 | 4.0512 | W6x7 - 13 | 6 | Yellow | YEL | 0 |  | 1.01-007 | 0.07% | 0.05% | 14 |  | 3 | 76.01 | 79.01
1.01 | 1.01-S2.R025 | 1.01-S2.R025.K | 1.01-S2.R025.K-YEL | 2995719.3273 | 13696632.1525 | Interior Array |  |  |  | 77.7922 | 77.7922 | 0.7243 | 81.9896 | 4.1974 | W6x7 - 13 | 6 | Yellow | YEL | 0 |  | 1.01-007 | 0.07% | 0.05% | 14 |  | 3 | 75.9896 | 78.9896
1.01 | 1.01-S2.R025 | 1.01-S2.R025.L | 1.01-S2.R025.L-YEL | 2995719.3273 | 13696608.0404 | Interior Array |  |  |  | 77.8837 | 77.8837 | 0.7023 | 81.9718 | 4.0881 | W6x7 - 13 | 6 | Yellow | YEL | 0 |  | 1.01-007 | 0.07% | 0.05% | 14 |  | 3 | 75.9718 | 78.9718
1.01 | 1.01-S2.R026 | 1.01-S2.R026.A | 1.01-S2.R026.A-YEL | 2995739.3273 | 13696898.7944 | Interior Array |  |  |  | 77.8699 | 77.8699 | 0.3793 | 82.197 | 4.3271 | W6x7 - 13 | 6 | Yellow | YEL | 0 |  | 1.01-007 | 0.07% | 0.05% | 14 |  | 3 | 76.197 | 79.197
1.01 | 1.01-S2.R026 | 1.01-S2.R026.B | 1.01-S2.R026.B-LBL | 2995739.3273 | 13696878.0483 | Interior Array |  |  |  | 77.8373 | 77.8373 | 0.6211 | 82.1816 | 4.3443 | W6x7 - 14 | 6 | Light Blue | LBL | 0 |  | 1.01-007 | 0.07% | 0.05% | 14 |  | 3 | 76.1816 | 79.1816
1.01 | 1.01-S2.R026 | 1.01-S2.R026.C | 1.01-S2.R026.C-LBL | 2995739.3273 | 13696850.5697 | Interior Array |  |  |  | 77.7518 | 77.7518 | 0.7495 | 82.1613 | 4.4095 | W6x7 - 14 | 6 | Light Blue | LBL | 0 |  | 1.01-007 | 0.07% | 0.05% | 14 |  | 3 | 76.1613 | 79.1613
1.01 | 1.01-S2.R026 | 1.01-S2.R026.D | 1.01-S2.R026.D-LBL | 2995739.3273 | 13696823.0914 | Interior Array |  |  |  | 77.9125 | 77.9125 | 0.7429 | 82.1409 | 4.2284 | W6x7 - 14 | 6 | Light Blue | LBL | 0 |  | 1.01-007 | 0.07% | 0.05% | 14 |  | 3 | 76.1409 | 79.1409
1.01 | 1.01-S2.R026 | 1.01-S2.R026.E | 1.01-S2.R026.E-LBL | 2995739.3273 | 13696795.6131 | Interior Array |  |  |  | 78.3227 | 78.3227 | 0.8377 | 82.1206 | 3.7979 | W6x7 - 14 | 6 | Light Blue | LBL | 0 |  | 1.01-007 | 0.07% | 0.05% | 14 |  | 3 | 76.1206 | 79.1206
1.01 | 1.01-S2.R026 | 1.01-S2.R026.F | 1.01-S2.R026.F-LBL | 2995739.3273 | 13696768.1348 | Interior Array |  |  |  | 77.8587 | 77.8587 | 0.8409 | 82.1003 | 4.2416 | W6x7 - 14 | 6 | Light Blue | LBL | 0 |  | 1.01-007 | 0.07% | 0.05% | 14 |  | 3 | 76.1003 | 79.1003
1.01 | 1.01-S2.R026 | 1.01-S2.R026.G | 1.01-S2.R026.G-DBL | 2995739.3273 | 13696741.3613 | Interior Motor |  |  |  | 77.6028 | 77.6028 | 0.7718 | 82.0805 | 4.4777 | W6x10.4 - 14 | 6 | Dark Blue | DBL | 0 |  | 1.01-007 | 0.07% | 0.05% | 14 |  | 3.25 | 76.0805 | 78.8305
1.01 | 1.01-S2.R026 | 1.01-S2.R026.H | 1.01-S2.R026.H-LBL | 2995739.3273 | 13696714.5877 | Interior Array |  |  |  | 77.8022 | 77.8022 | 0.7112 | 82.0606 | 4.2584 | W6x7 - 14 | 6 | Light Blue | LBL | 0 |  | 1.01-007 | 0.07% | 0.05% | 14 |  | 3 | 76.0606 | 79.0606
1.01 | 1.01-S2.R026 | 1.01-S2.R026.I | 1.01-S2.R026.I-LBL | 2995739.3273 | 13696687.1094 | Interior Array |  |  |  | 77.9385 | 77.9385 | 0.7112 | 82.0403 | 4.1018 | W6x7 - 14 | 6 | Light Blue | LBL | 0 |  | 1.01-007 | 0.07% | 0.05% | 14 |  | 3 | 76.0403 | 79.0403
1.01 | 1.01-S2.R026 | 1.01-S2.R026.J | 1.01-S2.R026.J-YEL | 2995739.3273 | 13696659.6308 | Interior Array |  |  |  | 77.8861 | 77.8861 | 0.6346 | 82.02 | 4.1339 | W6x7 - 13 | 6 | Yellow | YEL | 0 |  | 1.01-007 | 0.07% | 0.05% | 14 |  | 3 | 76.02 | 79.02
1.01 | 1.01-S2.R026 | 1.01-S2.R026.K | 1.01-S2.R026.K-YEL | 2995739.3273 | 13696632.1525 | Interior Array |  |  |  | 77.7435 | 77.7435 | 0.6605 | 81.9996 | 4.2561 | W6x7 - 13 | 6 | Yellow | YEL | 0 |  | 1.01-007 | 0.07% | 0.05% | 14 |  | 3 | 75.9996 | 78.9996
1.01 | 1.01-S2.R026 | 1.01-S2.R026.L | 1.01-S2.R026.L-YEL | 2995739.3273 | 13696608.0404 | Interior Array |  |  |  | 77.7445 | 77.7445 | 0.7034 | 81.9818 | 4.2373 | W6x7 - 13 | 6 | Yellow | YEL | 0 |  | 1.01-007 | 0.07% | 0.05% | 14 |  | 3 | 75.9818 | 78.9818
1.01 | 1.01-S2.R027 | 1.01-S2.R027.A | 1.01-S2.R027.A-LBL | 2995759.3272 | 13696898.7944 | Interior Array |  |  |  | 77.8703 | 77.8703 | 0.4191 | 82.207 | 4.3367 | W6x7 - 14 | 6 | Light Blue | LBL | 0 |  | 1.01-007 | 0.07% | 0.05% | 14 |  | 3 | 76.207 | 79.207
1.01 | 1.01-S2.R027 | 1.01-S2.R027.B | 1.01-S2.R027.B-LBL | 2995759.3272 | 13696878.0483 | Interior Array |  |  |  | 77.8056 | 77.8056 | 0.7145 | 82.1916 | 4.386 | W6x7 - 14 | 6 | Light Blue | LBL | 0 |  | 1.01-007 | 0.07% | 0.05% | 14 |  | 3 | 76.1916 | 79.1916
1.01 | 1.01-S2.R027 | 1.01-S2.R027.C | 1.01-S2.R027.C-LBL | 2995759.3272 | 13696850.5697 | Interior Array |  |  |  | 77.72 | 77.72 | 0.7424 | 82.1713 | 4.4513 | W6x7 - 14 | 6 | Light Blue | LBL | 0 |  | 1.01-007 | 0.07% | 0.05% | 14 |  | 3 | 76.1713 | 79.1713
1.01 | 1.01-S2.R027 | 1.01-S2.R027.D | 1.01-S2.R027.D-LBL | 2995759.3272 | 13696823.0914 | Interior Array |  |  |  | 77.7959 | 77.7959 | 0.8164 | 82.1509 | 4.355 | W6x7 - 14 | 6 | Light Blue | LBL | 0 |  | 1.01-007 | 0.07% | 0.05% | 14 |  | 3 | 76.1509 | 79.1509
1.01 | 1.01-S2.R027 | 1.01-S2.R027.E | 1.01-S2.R027.E-LBL | 2995759.3272 | 13696795.6131 | Interior Array |  |  |  | 78.0793 | 78.0793 | 0.8277 | 82.1306 | 4.0513 | W6x7 - 14 | 6 | Light Blue | LBL | 0 |  | 1.01-007 | 0.07% | 0.05% | 14 |  | 3 | 76.1306 | 79.1306
1.01 | 1.01-S2.R027 | 1.01-S2.R027.F | 1.01-S2.R027.F-LBL | 2995759.3272 | 13696768.1348 | Interior Array |  |  |  | 77.9224 | 77.9224 | 0.7503 | 82.1103 | 4.1879 | W6x7 - 14 | 6 | Light Blue | LBL | 0 |  | 1.01-007 | 0.07% | 0.05% | 14 |  | 3 | 76.1103 | 79.1103
1.01 | 1.01-S2.R027 | 1.01-S2.R027.G | 1.01-S2.R027.G-DBL | 2995759.3272 | 13696741.3613 | Interior Motor |  |  |  | 77.5609 | 77.5609 | 0.7232 | 82.0905 | 4.5296 | W6x10.4 - 14 | 6 | Dark Blue | DBL | 0 |  | 1.01-007 | 0.07% | 0.05% | 14 |  | 3.25 | 76.0905 | 78.8405
1.01 | 1.01-S2.R027 | 1.01-S2.R027.H | 1.01-S2.R027.H-LBL | 2995759.3272 | 13696714.5877 | Interior Array |  |  |  | 77.7607 | 77.7607 | 0.7232 | 82.0706 | 4.3099 | W6x7 - 14 | 6 | Light Blue | LBL | 0 |  | 1.01-007 | 0.07% | 0.05% | 14 |  | 3 | 76.0706 | 79.0706
1.01 | 1.01-S2.R027 | 1.01-S2.R027.I | 1.01-S2.R027.I-LBL | 2995759.3272 | 13696687.1094 | Interior Array |  |  |  | 77.9255 | 77.9255 | 0.6907 | 82.0503 | 4.1248 | W6x7 - 14 | 6 | Light Blue | LBL | 0 |  | 1.01-007 | 0.07% | 0.05% | 14 |  | 3 | 76.0503 | 79.0503
1.01 | 1.01-S2.R027 | 1.01-S2.R027.J | 1.01-S2.R027.J-YEL | 2995759.3272 | 13696659.6308 | Interior Array |  |  |  | 77.8809 | 77.8809 | 0.615 | 82.03 | 4.1491 | W6x7 - 13 | 6 | Yellow | YEL | 0 |  | 1.01-007 | 0.07% | 0.05% | 14 |  | 3 | 76.03 | 79.03
1.01 | 1.01-S2.R027 | 1.01-S2.R027.K | 1.01-S2.R027.K-YEL | 2995759.3272 | 13696632.1525 | Interior Array |  |  |  | 77.8888 | 77.8888 | 0.6657 | 82.0096 | 4.1208 | W6x7 - 13 | 6 | Yellow | YEL | 0 |  | 1.01-007 | 0.07% | 0.05% | 14 |  | 3 | 76.0096 | 79.0096
1.01 | 1.01-S2.R027 | 1.01-S2.R027.L | 1.01-S2.R027.L-LBL | 2995759.3272 | 13696608.0404 | Interior Array |  |  |  | 77.8212 | 77.8212 | 0.6962 | 81.9918 | 4.1706 | W6x7 - 14 | 6 | Light Blue | LBL | 0 |  | 1.01-007 | 0.07% | 0.05% | 14 |  | 3 | 75.9918 | 78.9918
1.01 | 1.01-S2.R028 | 1.01-S2.R028.A | 1.01-S2.R028.A-LBL | 2995779.3272 | 13696898.7944 | Interior Array |  |  |  | 77.9195 | 77.9195 | 0.4613 | 82.217 | 4.2975 | W6x7 - 14 | 6 | Light Blue | LBL | 0 |  | 1.01-007 | 0.07% | 0.05% | 14 |  | 3 | 76.217 | 79.217
1.01 | 1.01-S2.R028 | 1.01-S2.R028.B | 1.01-S2.R028.B-LBL | 2995779.3272 | 13696878.0483 | Interior Array |  |  |  | 77.6354 | 77.6354 | 0.6819 | 82.2016 | 4.5662 | W6x7 - 14 | 6 | Light Blue | LBL | 0 |  | 1.01-007 | 0.07% | 0.05% | 14 |  | 3 | 76.2016 | 79.2016
1.01 | 1.01-S2.R028 | 1.01-S2.R028.C | 1.01-S2.R028.C-LBL | 2995779.3272 | 13696850.5697 | Interior Array |  |  |  | 77.6695 | 77.6695 | 0.7098 | 82.1813 | 4.5118 | W6x7 - 14 | 6 | Light Blue | LBL | 0 |  | 1.01-007 | 0.07% | 0.05% | 14 |  | 3 | 76.1813 | 79.1813
1.01 | 1.01-S2.R028 | 1.01-S2.R028.D | 1.01-S2.R028.D-LBL | 2995779.3272 | 13696823.0914 | Interior Array |  |  |  | 77.7701 | 77.7701 | 0.7877 | 82.1609 | 4.3908 | W6x7 - 14 | 6 | Light Blue | LBL | 0 |  | 1.01-007 | 0.07% | 0.05% | 14 |  | 3 | 76.1609 | 79.1609
1.01 | 1.01-S2.R028 | 1.01-S2.R028.E | 1.01-S2.R028.E-LBL | 2995779.3272 | 13696795.6131 | Interior Array |  |  |  | 77.9054 | 77.9054 | 0.7188 | 82.1406 | 4.2352 | W6x7 - 14 | 6 | Light Blue | LBL | 0 |  | 1.01-007 | 0.07% | 0.05% | 14 |  | 3 | 76.1406 | 79.1406
1.01 | 1.01-S2.R028 | 1.01-S2.R028.F | 1.01-S2.R028.F-LBL | 2995779.3272 | 13696768.1348 | Interior Array |  |  |  | 77.802 | 77.802 | 0.7238 | 82.1203 | 4.3183 | W6x7 - 14 | 6 | Light Blue | LBL | 0 |  | 1.01-007 | 0.07% | 0.05% | 14 |  | 3 | 76.1203 | 79.1203
1.01 | 1.01-S2.R028 | 1.01-S2.R028.G | 1.01-S2.R028.G-DBL | 2995779.3272 | 13696741.3613 | Interior Motor |  |  |  | 77.5334 | 77.5334 | 0.7253 | 82.1005 | 4.5671 | W6x10.4 - 14 | 6 | Dark Blue | DBL | 0 |  | 1.01-007 | 0.07% | 0.05% | 14 |  | 3.25 | 76.1005 | 78.8505
1.01 | 1.01-S2.R028 | 1.01-S2.R028.H | 1.01-S2.R028.H-LBL | 2995779.3272 | 13696714.5877 | Interior Array |  |  |  | 77.7202 | 77.7202 | 0.7167 | 82.0806 | 4.3604 | W6x7 - 14 | 6 | Light Blue | LBL | 0 |  | 1.01-007 | 0.07% | 0.05% | 14 |  | 3 | 76.0806 | 79.0806
1.01 | 1.01-S2.R028 | 1.01-S2.R028.I | 1.01-S2.R028.I-LBL | 2995779.3272 | 13696687.1094 | Interior Array |  |  |  | 77.557 | 77.557 | 0.6473 | 82.0603 | 4.5033 | W6x7 - 14 | 6 | Light Blue | LBL | 0 |  | 1.01-007 | 0.07% | 0.05% | 14 |  | 3 | 76.0603 | 79.0603
1.01 | 1.01-S2.R028 | 1.01-S2.R028.J | 1.01-S2.R028.J-LBL | 2995779.3272 | 13696659.6308 | Interior Array |  |  |  | 77.7425 | 77.7425 | 0.6845 | 82.04 | 4.2975 | W6x7 - 14 | 6 | Light Blue | LBL | 0 |  | 1.01-007 | 0.07% | 0.05% | 14 |  | 3 | 76.04 | 79.04
1.01 | 1.01-S2.R028 | 1.01-S2.R028.K | 1.01-S2.R028.K-LBL | 2995779.3272 | 13696632.1525 | Interior Array |  |  |  | 78.1199 | 78.1199 | 0.6665 | 82.0196 | 3.8997 | W6x7 - 14 | 6 | Light Blue | LBL | 0 |  | 1.01-007 | 0.07% | 0.05% | 14 |  | 3 | 76.0196 | 79.0196
1.01 | 1.01-S2.R028 | 1.01-S2.R028.L | 1.01-S2.R028.L-YEL | 2995779.3272 | 13696608.0404 | Interior Array |  |  |  | 77.9509 | 77.9509 | 0.6374 | 82.0018 | 4.0509 | W6x7 - 13 | 6 | Yellow | YEL | 0 |  | 1.01-007 | 0.07% | 0.05% | 14 |  | 3 | 76.0018 | 79.0018
1.01 | 1.01-S2.R029 | 1.01-S2.R029.A | 1.01-S2.R029.A-LBL | 2995799.3272 | 13696898.7944 | Interior Array |  |  |  | 77.7753 | 77.7753 | 0.5034 | 82.227 | 4.4517 | W6x7 - 14 | 6 | Light Blue | LBL | 0 |  | 1.01-007 | 0.07% | 0.05% | 14 |  | 3 | 76.227 | 79.227
1.01 | 1.01-S2.R029 | 1.01-S2.R029.B | 1.01-S2.R029.B-LBL | 2995799.3272 | 13696878.0483 | Interior Array |  |  |  | 77.6487 | 77.6487 | 0.6573 | 82.2116 | 4.5629 | W6x7 - 14 | 6 | Light Blue | LBL | 0 |  | 1.01-007 | 0.07% | 0.05% | 14 |  | 3 | 76.2116 | 79.2116
1.01 | 1.01-S2.R029 | 1.01-S2.R029.C | 1.01-S2.R029.C-LBL | 2995799.3272 | 13696850.5697 | Interior Array |  |  |  | 77.7283 | 77.7283 | 0.7247 | 82.1913 | 4.463 | W6x7 - 14 | 6 | Light Blue | LBL | 0 |  | 1.01-007 | 0.07% | 0.05% | 14 |  | 3 | 76.1913 | 79.1913
1.01 | 1.01-S2.R029 | 1.01-S2.R029.D | 1.01-S2.R029.D-LBL | 2995799.3272 | 13696823.0914 | Interior Array |  |  |  | 77.6838 | 77.6838 | 0.6957 | 82.1709 | 4.4871 | W6x7 - 14 | 6 | Light Blue | LBL | 0 |  | 1.01-007 | 0.07% | 0.05% | 14 |  | 3 | 76.1709 | 79.1709
1.01 | 1.01-S2.R029 | 1.01-S2.R029.E | 1.01-S2.R029.E-LBL | 2995799.3272 | 13696795.6131 | Interior Array |  |  |  | 77.7314 | 77.7314 | 0.7111 | 82.1506 | 4.4192 | W6x7 - 14 | 6 | Light Blue | LBL | 0 |  | 1.01-007 | 0.07% | 0.05% | 14 |  | 3 | 76.1506 | 79.1506
1.01 | 1.01-S2.R029 | 1.01-S2.R029.F | 1.01-S2.R029.F-LBL | 2995799.3272 | 13696768.1348 | Interior Array |  |  |  | 77.6407 | 77.6407 | 0.7214 | 82.1303 | 4.4896 | W6x7 - 14 | 6 | Light Blue | LBL | 0 |  | 1.01-007 | 0.07% | 0.05% | 14 |  | 3 | 76.1303 | 79.1303
1.01 | 1.01-S2.R029 | 1.01-S2.R029.G | 1.01-S2.R029.G-DBL | 2995799.3272 | 13696741.3613 | Interior Motor |  |  |  | 77.6503 | 77.6503 | 0.7268 | 82.1105 | 4.4602 | W6x10.4 - 14 | 6 | Dark Blue | DBL | 0 |  | 1.01-007 | 0.07% | 0.05% | 14 |  | 3.25 | 76.1105 | 78.8605
1.01 | 1.01-S2.R029 | 1.01-S2.R029.H | 1.01-S2.R029.H-LBL | 2995799.3272 | 13696714.5877 | Interior Array |  |  |  | 77.529 | 77.529 | 0.6619 | 82.0906 | 4.5616 | W6x7 - 14 | 6 | Light Blue | LBL | 0 |  | 1.01-007 | 0.07% | 0.05% | 14 |  | 3 | 76.0906 | 79.0906
1.01 | 1.01-S2.R029 | 1.01-S2.R029.I | 1.01-S2.R029.I-LBL | 2995799.3272 | 13696687.1094 | Interior Array |  |  |  | 77.674 | 77.674 | 0.5926 | 82.0703 | 4.3963 | W6x7 - 14 | 6 | Light Blue | LBL | 0 |  | 1.01-007 | 0.07% | 0.05% | 14 |  | 3 | 76.0703 | 79.0703
1.01 | 1.01-S2.R029 | 1.01-S2.R029.J | 1.01-S2.R029.J-LBL | 2995799.3272 | 13696659.6308 | Interior Array |  |  |  | 77.8852 | 77.8852 | 0.7086 | 82.05 | 4.1648 | W6x7 - 14 | 6 | Light Blue | LBL | 0 |  | 1.01-007 | 0.07% | 0.05% | 14 |  | 3 | 76.05 | 79.05
1.01 | 1.01-S2.R029 | 1.01-S2.R029.K | 1.01-S2.R029.K-LBL | 2995799.3272 | 13696632.1525 | Interior Array |  |  |  | 77.9682 | 77.9682 | 0.6707 | 82.0296 | 4.0614 | W6x7 - 14 | 6 | Light Blue | LBL | 0 |  | 1.01-007 | 0.07% | 0.05% | 14 |  | 3 | 76.0296 | 79.0296
1.01 | 1.01-S2.R029 | 1.01-S2.R029.L | 1.01-S2.R029.L-YEL | 2995799.3272 | 13696608.0404 | Interior Array |  |  |  | 77.8134 | 77.8134 | 0.6366 | 82.0118 | 4.1984 | W6x7 - 13 | 6 | Yellow | YEL | 0 |  | 1.01-007 | 0.07% | 0.05% | 14 |  | 3 | 76.0118 | 79.0118
1.01 | 1.01-S2.R030 | 1.01-S2.R030.A | 1.01-S2.R030.A-LBL | 2995819.3271 | 13696898.7944 | Interior Array |  |  |  | 77.9223 | 77.9223 | 0.5813 | 81.9622 | 4.0399 | W6x7 - 14 | 6 | Light Blue | LBL | 0 |  | 1.01-008 | 0.08% | -0.05% | 11 |  | 3 | 75.9622 | 78.9622
1.01 | 1.01-S2.R030 | 1.01-S2.R030.B | 1.01-S2.R030.B-LBL | 2995819.3271 | 13696878.0483 | Interior Array |  |  |  | 77.7084 | 77.7084 | 0.6218 | 81.9455 | 4.2371 | W6x7 - 14 | 6 | Light Blue | LBL | 0 |  | 1.01-008 | 0.08% | -0.05% | 11 |  | 3 | 75.9455 | 78.9455
1.01 | 1.01-S2.R030 | 1.01-S2.R030.C | 1.01-S2.R030.C-LBL | 2995819.3271 | 13696850.5697 | Interior Array |  |  |  | 77.6444 | 77.6444 | 0.6536 | 81.9234 | 4.279 | W6x7 - 14 | 6 | Light Blue | LBL | 0 |  | 1.01-008 | 0.08% | -0.05% | 11 |  | 3 | 75.9234 | 78.9234
1.01 | 1.01-S2.R030 | 1.01-S2.R030.D | 1.01-S2.R030.D-LBL | 2995819.3271 | 13696823.0914 | Interior Array |  |  |  | 77.6322 | 77.6322 | 0.6967 | 81.9012 | 4.269 | W6x7 - 14 | 6 | Light Blue | LBL | 0 |  | 1.01-008 | 0.08% | -0.05% | 11 |  | 3 | 75.9012 | 78.9012
1.01 | 1.01-S2.R030 | 1.01-S2.R030.E | 1.01-S2.R030.E-LBL | 2995819.3271 | 13696795.6131 | Interior Array |  |  |  | 77.6159 | 77.6159 | 0.7267 | 81.879 | 4.2631 | W6x7 - 14 | 6 | Light Blue | LBL | 0 |  | 1.01-008 | 0.08% | -0.05% | 11 |  | 3 | 75.879 | 78.879
1.01 | 1.01-S2.R030 | 1.01-S2.R030.F | 1.01-S2.R030.F-LBL | 2995819.3271 | 13696768.1348 | Interior Array |  |  |  | 77.9712 | 77.9712 | 0.7432 | 81.8569 | 3.8857 | W6x7 - 14 | 6 | Light Blue | LBL | 0 |  | 1.01-008 | 0.08% | -0.05% | 11 |  | 3 | 75.8569 | 78.8569
1.01 | 1.01-S2.R030 | 1.01-S2.R030.G | 1.01-S2.R030.G-DBL | 2995819.3271 | 13696741.3613 | Interior Motor |  |  |  | 77.6947 | 77.6947 | 0.7182 | 81.8353 | 4.1406 | W6x10.4 - 14 | 6 | Dark Blue | DBL | 0 |  | 1.01-008 | 0.08% | -0.05% | 11 |  | 3.25 | 75.8353 | 78.5853
1.01 | 1.01-S2.R030 | 1.01-S2.R030.H | 1.01-S2.R030.H-YEL | 2995819.3271 | 13696714.5877 | Interior Array |  |  |  | 77.6268 | 77.6268 | 0.6339 | 81.8137 | 4.1869 | W6x7 - 13 | 6 | Yellow | YEL | 0 |  | 1.01-008 | 0.08% | -0.05% | 11 |  | 3 | 75.8137 | 78.8137
1.01 | 1.01-S2.R030 | 1.01-S2.R030.I | 1.01-S2.R030.I-YEL | 2995819.3271 | 13696687.1094 | Interior Array |  |  |  | 77.6389 | 77.6389 | 0.5471 | 81.7915 | 4.1526 | W6x7 - 13 | 6 | Yellow | YEL | 0 |  | 1.01-008 | 0.08% | -0.05% | 11 |  | 3 | 75.7915 | 78.7915
1.01 | 1.01-S2.R030 | 1.01-S2.R030.J | 1.01-S2.R030.J-YEL | 2995819.3271 | 13696659.6308 | Interior Array |  |  |  | 77.8124 | 77.8124 | 0.7044 | 81.7694 | 3.957 | W6x7 - 13 | 6 | Yellow | YEL | 0 |  | 1.01-008 | 0.08% | -0.05% | 11 |  | 3 | 75.7694 | 78.7694
1.01 | 1.01-S2.R030 | 1.01-S2.R030.K | 1.01-S2.R030.K-YEL | 2995819.3271 | 13696632.1525 | Interior Array |  |  |  | 77.722 | 77.722 | 0.6537 | 81.7472 | 4.0252 | W6x7 - 13 | 6 | Yellow | YEL | 0 |  | 1.01-008 | 0.08% | -0.05% | 11 |  | 3 | 75.7472 | 78.7472
1.01 | 1.01-S2.R030 | 1.01-S2.R030.L | 1.01-S2.R030.L-YEL | 2995819.3271 | 13696608.0404 | Interior Array |  |  |  | 77.7981 | 77.7981 | 0.6163 | 81.7278 | 3.9297 | W6x7 - 13 | 6 | Yellow | YEL | 0 |  | 1.01-008 | 0.08% | -0.05% | 11 |  | 3 | 75.7278 | 78.7278
1.01 | 1.01-S2.R031 | 1.01-S2.R031.A | 1.01-S2.R031.A-LBL | 2995839.3271 | 13696898.7944 | Interior Array |  |  |  | 77.6429 | 77.6429 | 0.5253 | 81.9522 | 4.3093 | W6x7 - 14 | 6 | Light Blue | LBL | 0 |  | 1.01-008 | 0.08% | -0.05% | 11 |  | 3 | 75.9522 | 78.9522
1.01 | 1.01-S2.R031 | 1.01-S2.R031.B | 1.01-S2.R031.B-LBL | 2995839.3271 | 13696878.0483 | Interior Array |  |  |  | 77.7566 | 77.7566 | 0.5593 | 81.9355 | 4.1789 | W6x7 - 14 | 6 | Light Blue | LBL | 0 |  | 1.01-008 | 0.08% | -0.05% | 11 |  | 3 | 75.9355 | 78.9355
1.01 | 1.01-S2.R031 | 1.01-S2.R031.C | 1.01-S2.R031.C-LBL | 2995839.3271 | 13696850.5697 | Interior Array |  |  |  | 77.3335 | 77.3335 | 0.6126 | 81.9134 | 4.5799 | W6x7 - 14 | 6 | Light Blue | LBL | 0 |  | 1.01-008 | 0.08% | -0.05% | 11 |  | 3 | 75.9134 | 78.9134
1.01 | 1.01-S2.R031 | 1.01-S2.R031.D | 1.01-S2.R031.D-LBL | 2995839.3271 | 13696823.0914 | Interior Array |  |  |  | 77.5707 | 77.5707 | 0.6905 | 81.8912 | 4.3205 | W6x7 - 14 | 6 | Light Blue | LBL | 0 |  | 1.01-008 | 0.08% | -0.05% | 11 |  | 3 | 75.8912 | 78.8912
1.01 | 1.01-S2.R031 | 1.01-S2.R031.E | 1.01-S2.R031.E-LBL | 2995839.3271 | 13696795.6131 | Interior Array |  |  |  | 77.5823 | 77.5823 | 0.7278 | 81.869 | 4.2867 | W6x7 - 14 | 6 | Light Blue | LBL | 0 |  | 1.01-008 | 0.08% | -0.05% | 11 |  | 3 | 75.869 | 78.869
1.01 | 1.01-S2.R031 | 1.01-S2.R031.F | 1.01-S2.R031.F-LBL | 2995839.3271 | 13696768.1348 | Interior Array |  |  |  | 77.864 | 77.864 | 0.7568 | 81.8469 | 3.9829 | W6x7 - 14 | 6 | Light Blue | LBL | 0 |  | 1.01-008 | 0.08% | -0.05% | 11 |  | 3 | 75.8469 | 78.8469
1.01 | 1.01-S2.R031 | 1.01-S2.R031.G | 1.01-S2.R031.G-DBL | 2995839.3271 | 13696741.3613 | Interior Motor |  |  |  | 78.0576 | 78.0576 | 0.6818 | 81.8253 | 3.7677 | W6x10.4 - 14 | 6 | Dark Blue | DBL | 0 |  | 1.01-008 | 0.08% | -0.05% | 11 |  | 3.25 | 75.8253 | 78.5753
1.01 | 1.01-S2.R031 | 1.01-S2.R031.H | 1.01-S2.R031.H-YEL | 2995839.3271 | 13696714.5877 | Interior Array |  |  |  | 77.6474 | 77.6474 | 0.606 | 81.8037 | 4.1563 | W6x7 - 13 | 6 | Yellow | YEL | 0 |  | 1.01-008 | 0.08% | -0.05% | 11 |  | 3 | 75.8037 | 78.8037
1.01 | 1.01-S2.R031 | 1.01-S2.R031.I | 1.01-S2.R031.I-YEL | 2995839.3271 | 13696687.1094 | Interior Array |  |  |  | 77.9792 | 77.9792 | 0.5169 | 81.7815 | 3.8023 | W6x7 - 13 | 6 | Yellow | YEL | 0 |  | 1.01-008 | 0.08% | -0.05% | 11 |  | 3 | 75.7815 | 78.7815
1.01 | 1.01-S2.R031 | 1.01-S2.R031.J | 1.01-S2.R031.J-YEL | 2995839.3271 | 13696659.6308 | Interior Array |  |  |  | 78.2308 | 78.2308 | 0.7002 | 81.7594 | 3.5286 | W6x7 - 13 | 6 | Yellow | YEL | 0 |  | 1.01-008 | 0.08% | -0.05% | 11 |  | 3 | 75.7594 | 78.7594
1.01 | 1.01-S2.R031 | 1.01-S2.R031.K | 1.01-S2.R031.K-YEL | 2995839.3271 | 13696632.1525 | Interior Array |  |  |  | 77.8971 | 77.8971 | 0.6447 | 81.7372 | 3.8401 | W6x7 - 13 | 6 | Yellow | YEL | 0 |  | 1.01-008 | 0.08% | -0.05% | 11 |  | 3 | 75.7372 | 78.7372
1.01 | 1.01-S2.R031 | 1.01-S2.R031.L | 1.01-S2.R031.L-YEL | 2995839.3271 | 13696608.0404 | Interior Array |  |  |  | 77.8053 | 77.8053 | 0.5993 | 81.7178 | 3.9125 | W6x7 - 13 | 6 | Yellow | YEL | 0 |  | 1.01-008 | 0.08% | -0.05% | 11 |  | 3 | 75.7178 | 78.7178
1.01 | 1.01-S2.R032 | 1.01-S2.R032.A | 1.01-S2.R032.A-LBL | 2995859.3274 | 13696898.7944 | Interior Array |  |  |  | 77.6182 | 77.6182 | 0.4866 | 81.9422 | 4.324 | W6x7 - 14 | 6 | Light Blue | LBL | 0 |  | 1.01-008 | 0.08% | -0.05% | 11 |  | 3 | 75.9422 | 78.9422
1.01 | 1.01-S2.R032 | 1.01-S2.R032.B | 1.01-S2.R032.B-LBL | 2995859.3274 | 13696878.0483 | Interior Array |  |  |  | 77.3932 | 77.3932 | 0.5429 | 81.9255 | 4.5323 | W6x7 - 14 | 6 | Light Blue | LBL | 0 |  | 1.01-008 | 0.08% | -0.05% | 11 |  | 3 | 75.9255 | 78.9255
1.01 | 1.01-S2.R032 | 1.01-S2.R032.C | 1.01-S2.R032.C-LBL | 2995859.3274 | 13696850.5697 | Interior Array |  |  |  | 77.6189 | 77.6189 | 0.5895 | 81.9034 | 4.2845 | W6x7 - 14 | 6 | Light Blue | LBL | 0 |  | 1.01-008 | 0.08% | -0.05% | 11 |  | 3 | 75.9034 | 78.9034
1.01 | 1.01-S2.R032 | 1.01-S2.R032.D | 1.01-S2.R032.D-LBL | 2995859.3274 | 13696823.0914 | Interior Array |  |  |  | 77.5105 | 77.5105 | 0.6665 | 81.8812 | 4.3707 | W6x7 - 14 | 6 | Light Blue | LBL | 0 |  | 1.01-008 | 0.08% | -0.05% | 11 |  | 3 | 75.8812 | 78.8812
1.01 | 1.01-S2.R032 | 1.01-S2.R032.E | 1.01-S2.R032.E-LBL | 2995859.3274 | 13696795.6131 | Interior Array |  |  |  | 77.5372 | 77.5372 | 0.731 | 81.859 | 4.3218 | W6x7 - 14 | 6 | Light Blue | LBL | 0 |  | 1.01-008 | 0.08% | -0.05% | 11 |  | 3 | 75.859 | 78.859
1.01 | 1.01-S2.R032 | 1.01-S2.R032.F | 1.01-S2.R032.F-LBL | 2995859.3274 | 13696768.1348 | Interior Array |  |  |  | 77.7341 | 77.7341 | 0.7036 | 81.8369 | 4.1028 | W6x7 - 14 | 6 | Light Blue | LBL | 0 |  | 1.01-008 | 0.08% | -0.05% | 11 |  | 3 | 75.8369 | 78.8369
1.01 | 1.01-S2.R032 | 1.01-S2.R032.G | 1.01-S2.R032.G-DBL | 2995859.3274 | 13696741.3613 | Interior Motor |  |  |  | 77.735 | 77.735 | 0.6385 | 81.8153 | 4.0803 | W6x10.4 - 14 | 6 | Dark Blue | DBL | 0 |  | 1.01-008 | 0.08% | -0.05% | 11 |  | 3.25 | 75.8153 | 78.5653
1.01 | 1.01-S2.R032 | 1.01-S2.R032.H | 1.01-S2.R032.H-YEL | 2995859.3274 | 13696714.5877 | Interior Array |  |  |  | 77.6944 | 77.6944 | 0.5647 | 81.7937 | 4.0993 | W6x7 - 13 | 6 | Yellow | YEL | 0 |  | 1.01-008 | 0.08% | -0.05% | 11 |  | 3 | 75.7937 | 78.7937
1.01 | 1.01-S2.R032 | 1.01-S2.R032.I | 1.01-S2.R032.I-YEL | 2995859.3274 | 13696687.1094 | Interior Array |  |  |  | 77.9308 | 77.9308 | 0.4752 | 81.7715 | 3.8407 | W6x7 - 13 | 6 | Yellow | YEL | 0 |  | 1.01-008 | 0.08% | -0.05% | 11 |  | 3 | 75.7715 | 78.7715
1.01 | 1.01-S2.R032 | 1.01-S2.R032.J | 1.01-S2.R032.J-YEL | 2995859.3274 | 13696659.6308 | Interior Array |  |  |  | 78.1191 | 78.1191 | 0.691 | 81.7494 | 3.6303 | W6x7 - 13 | 6 | Yellow | YEL | 0 |  | 1.01-008 | 0.08% | -0.05% | 11 |  | 3 | 75.7494 | 78.7494
1.01 | 1.01-S2.R032 | 1.01-S2.R032.K | 1.01-S2.R032.K-YEL | 2995859.3274 | 13696632.1525 | Interior Array |  |  |  | 77.816 | 77.816 | 0.63 | 81.7272 | 3.9112 | W6x7 - 13 | 6 | Yellow | YEL | 0 |  | 1.01-008 | 0.08% | -0.05% | 11 |  | 3 | 75.7272 | 78.7272
1.01 | 1.01-S2.R032 | 1.01-S2.R032.L | 1.01-S2.R032.L-YEL | 2995859.3274 | 13696608.0404 | Interior Array |  |  |  | 77.7746 | 77.7746 | 0.5763 | 81.7078 | 3.9332 | W6x7 - 13 | 6 | Yellow | YEL | 0 |  | 1.01-008 | 0.08% | -0.05% | 11 |  | 3 | 75.7078 | 78.7078
1.01 | 1.01-S2.R033 | 1.01-S2.R033.A | 1.01-S2.R033.A-LBL | 2995879.3273 | 13696898.7944 | Interior Array |  |  |  | 77.7637 | 77.7637 | 0.2888 | 81.9322 | 4.1685 | W6x7 - 14 | 6 | Light Blue | LBL | 0 |  | 1.01-008 | 0.08% | -0.05% | 11 |  | 3 | 75.9322 | 78.9322
1.01 | 1.01-S2.R033 | 1.01-S2.R033.B | 1.01-S2.R033.B-LBL | 2995879.3273 | 13696878.0483 | Interior Array |  |  |  | 77.5229 | 77.5229 | 0.5551 | 81.9155 | 4.3926 | W6x7 - 14 | 6 | Light Blue | LBL | 0 |  | 1.01-008 | 0.08% | -0.05% | 11 |  | 3 | 75.9155 | 78.9155
1.01 | 1.01-S2.R033 | 1.01-S2.R033.C | 1.01-S2.R033.C-LBL | 2995879.3273 | 13696850.5697 | Interior Array |  |  |  | 77.5734 | 77.5734 | 0.6017 | 81.8934 | 4.32 | W6x7 - 14 | 6 | Light Blue | LBL | 0 |  | 1.01-008 | 0.08% | -0.05% | 11 |  | 3 | 75.8934 | 78.8934
1.01 | 1.01-S2.R033 | 1.01-S2.R033.D | 1.01-S2.R033.D-LBL | 2995879.3273 | 13696823.0914 | Interior Array |  |  |  | 77.8454 | 77.8454 | 0.6584 | 81.8712 | 4.0258 | W6x7 - 14 | 6 | Light Blue | LBL | 0 |  | 1.01-008 | 0.08% | -0.05% | 11 |  | 3 | 75.8712 | 78.8712
1.01 | 1.01-S2.R033 | 1.01-S2.R033.E | 1.01-S2.R033.E-LBL | 2995879.3273 | 13696795.6131 | Interior Array |  |  |  | 77.5124 | 77.5124 | 0.6915 | 81.849 | 4.3366 | W6x7 - 14 | 6 | Light Blue | LBL | 0 |  | 1.01-008 | 0.08% | -0.05% | 11 |  | 3 | 75.849 | 78.849
1.01 | 1.01-S2.R033 | 1.01-S2.R033.F | 1.01-S2.R033.F-LBL | 2995879.3273 | 13696768.1348 | Interior Array |  |  |  | 77.6468 | 77.6468 | 0.6508 | 81.8269 | 4.1801 | W6x7 - 14 | 6 | Light Blue | LBL | 0 |  | 1.01-008 | 0.08% | -0.05% | 11 |  | 3 | 75.8269 | 78.8269
1.01 | 1.01-S2.R033 | 1.01-S2.R033.G | 1.01-S2.R033.G-DBL | 2995879.3273 | 13696741.3613 | Interior Motor |  |  |  | 77.6909 | 77.6909 | 0.5868 | 81.8053 | 4.1144 | W6x10.4 - 14 | 6 | Dark Blue | DBL | 0 |  | 1.01-008 | 0.08% | -0.05% | 11 |  | 3.25 | 75.8053 | 78.5553
1.01 | 1.01-S2.R033 | 1.01-S2.R033.H | 1.01-S2.R033.H-YEL | 2995879.3273 | 13696714.5877 | Interior Array |  |  |  | 77.7224 | 77.7224 | 0.5148 | 81.7837 | 4.0613 | W6x7 - 13 | 6 | Yellow | YEL | 0 |  | 1.01-008 | 0.08% | -0.05% | 11 |  | 3 | 75.7837 | 78.7837
1.01 | 1.01-S2.R033 | 1.01-S2.R033.I | 1.01-S2.R033.I-YEL | 2995879.3273 | 13696687.1094 | Interior Array |  |  |  | 77.8962 | 77.8962 | 0.4221 | 81.7615 | 3.8653 | W6x7 - 13 | 6 | Yellow | YEL | 0 |  | 1.01-008 | 0.08% | -0.05% | 11 |  | 3 | 75.7615 | 78.7615
1.01 | 1.01-S2.R033 | 1.01-S2.R033.J | 1.01-S2.R033.J-YEL | 2995879.3273 | 13696659.6308 | Interior Array |  |  |  | 78.0455 | 78.0455 | 0.6776 | 81.7394 | 3.6939 | W6x7 - 13 | 6 | Yellow | YEL | 0 |  | 1.01-008 | 0.08% | -0.05% | 11 |  | 3 | 75.7394 | 78.7394
1.01 | 1.01-S2.R033 | 1.01-S2.R033.K | 1.01-S2.R033.K-YEL | 2995879.3273 | 13696632.1525 | Interior Array |  |  |  | 77.7348 | 77.7348 | 0.6068 | 81.7172 | 3.9824 | W6x7 - 13 | 6 | Yellow | YEL | 0 |  | 1.01-008 | 0.08% | -0.05% | 11 |  | 3 | 75.7172 | 78.7172
1.01 | 1.01-S2.R033 | 1.01-S2.R033.L | 1.01-S2.R033.L-YEL | 2995879.3273 | 13696608.0404 | Interior Array |  |  |  | 77.7245 | 77.7245 | 0.5517 | 81.6978 | 3.9733 | W6x7 - 13 | 6 | Yellow | YEL | 0 |  | 1.01-008 | 0.08% | -0.05% | 11 |  | 3 | 75.6978 | 78.6978
1.01 | 1.01-S2.R034 | 1.01-S2.R034.A | 1.01-S2.R034.A-YEL | 2995899.3273 | 13696898.7944 | Interior Array |  |  |  | 77.8674 | 77.8674 | -0.0197 | 81.9222 | 4.0548 | W6x7 - 13 | 6 | Yellow | YEL | 0 |  | 1.01-008 | 0.08% | -0.05% | 11 |  | 3 | 75.9222 | 78.9222
1.01 | 1.01-S2.R034 | 1.01-S2.R034.B | 1.01-S2.R034.B-LBL | 2995899.3273 | 13696878.0483 | Interior Array |  |  |  | 77.7339 | 77.7339 | 0.3247 | 81.9055 | 4.1716 | W6x7 - 14 | 6 | Light Blue | LBL | 0 |  | 1.01-008 | 0.08% | -0.05% | 11 |  | 3 | 75.9055 | 78.9055
1.01 | 1.01-S2.R034 | 1.01-S2.R034.C | 1.01-S2.R034.C-LBL | 2995899.3273 | 13696850.5697 | Interior Array |  |  |  | 77.4061 | 77.4061 | 0.6138 | 81.8834 | 4.4773 | W6x7 - 14 | 6 | Light Blue | LBL | 0 |  | 1.01-008 | 0.08% | -0.05% | 11 |  | 3 | 75.8834 | 78.8834
1.01 | 1.01-S2.R034 | 1.01-S2.R034.D | 1.01-S2.R034.D-LBL | 2995899.3273 | 13696823.0914 | Interior Array |  |  |  | 77.2065 | 77.2065 | 0.6618 | 81.8612 | 4.6547 | W6x7 - 14 | 6 | Light Blue | LBL | 0 |  | 1.01-008 | 0.08% | -0.05% | 11 |  | 3 | 75.8612 | 78.8612
1.01 | 1.01-S2.R034 | 1.01-S2.R034.E | 1.01-S2.R034.E-LBL | 2995899.3273 | 13696795.6131 | Interior Array |  |  |  | 77.3937 | 77.3937 | 0.6252 | 81.839 | 4.4453 | W6x7 - 14 | 6 | Light Blue | LBL | 0 |  | 1.01-008 | 0.08% | -0.05% | 11 |  | 3 | 75.839 | 78.839
1.01 | 1.01-S2.R034 | 1.01-S2.R034.F | 1.01-S2.R034.F-LBL | 2995899.3273 | 13696768.1348 | Interior Array |  |  |  | 77.558 | 77.558 | 0.5924 | 81.8169 | 4.2589 | W6x7 - 14 | 6 | Light Blue | LBL | 0 |  | 1.01-008 | 0.08% | -0.05% | 11 |  | 3 | 75.8169 | 78.8169
1.01 | 1.01-S2.R034 | 1.01-S2.R034.G | 1.01-S2.R034.G-DBL | 2995899.3273 | 13696741.3613 | Interior Motor |  |  |  | 77.6468 | 77.6468 | 0.5339 | 81.7953 | 4.1485 | W6x10.4 - 14 | 6 | Dark Blue | DBL | 0 |  | 1.01-008 | 0.08% | -0.05% | 11 |  | 3.25 | 75.7953 | 78.5453
1.01 | 1.01-S2.R034 | 1.01-S2.R034.H | 1.01-S2.R034.H-YEL | 2995899.3273 | 13696714.5877 | Interior Array |  |  |  | 77.7499 | 77.7499 | 0.4639 | 81.7737 | 4.0238 | W6x7 - 13 | 6 | Yellow | YEL | 0 |  | 1.01-008 | 0.08% | -0.05% | 11 |  | 3 | 75.7737 | 78.7737
1.01 | 1.01-S2.R034 | 1.01-S2.R034.I | 1.01-S2.R034.I-YEL | 2995899.3273 | 13696687.1094 | Interior Array |  |  |  | 77.8622 | 77.8622 | 0.4489 | 81.7515 | 3.8893 | W6x7 - 13 | 6 | Yellow | YEL | 0 |  | 1.01-008 | 0.08% | -0.05% | 11 |  | 3 | 75.7515 | 78.7515
1.01 | 1.01-S2.R034 | 1.01-S2.R034.J | 1.01-S2.R034.J-YEL | 2995899.3273 | 13696659.6308 | Interior Array |  |  |  | 77.9705 | 77.9705 | 0.6646 | 81.7294 | 3.7589 | W6x7 - 13 | 6 | Yellow | YEL | 0 |  | 1.01-008 | 0.08% | -0.05% | 11 |  | 3 | 75.7294 | 78.7294
1.01 | 1.01-S2.R034 | 1.01-S2.R034.K | 1.01-S2.R034.K-YEL | 2995899.3273 | 13696632.1525 | Interior Array |  |  |  | 77.6963 | 77.6963 | 0.5937 | 81.7072 | 4.0109 | W6x7 - 13 | 6 | Yellow | YEL | 0 |  | 1.01-008 | 0.08% | -0.05% | 11 |  | 3 | 75.7072 | 78.7072
1.01 | 1.01-S2.R034 | 1.01-S2.R034.L | 1.01-S2.R034.L-YEL | 2995899.3273 | 13696608.0404 | Interior Array |  |  |  | 77.7245 | 77.7245 | 0.4323 | 81.6878 | 3.9633 | W6x7 - 13 | 6 | Yellow | YEL | 0 |  | 1.01-008 | 0.08% | -0.05% | 11 |  | 3 | 75.6878 | 78.6878
1.01 | 1.01-S2.R035 | 1.01-S2.R035.A | 1.01-S2.R035.A-LBL | 2995919.3272 | 13696898.7944 | Interior Array |  |  |  | 77.426 | 77.426 | 0.4636 | 81.9122 | 4.4862 | W6x7 - 14 | 6 | Light Blue | LBL | 0 |  | 1.01-008 | 0.08% | -0.05% | 11 |  | 3 | 75.9122 | 78.9122
1.01 | 1.01-S2.R035 | 1.01-S2.R035.B | 1.01-S2.R035.B-LBL | 2995919.3272 | 13696878.0483 | Interior Array |  |  |  | 77.7677 | 77.7677 | 0.2309 | 81.8955 | 4.1278 | W6x7 - 14 | 6 | Light Blue | LBL | 0 |  | 1.01-008 | 0.08% | -0.05% | 11 |  | 3 | 75.8955 | 78.8955
1.01 | 1.01-S2.R035 | 1.01-S2.R035.C | 1.01-S2.R035.C-LBL | 2995919.3272 | 13696850.5697 | Interior Array |  |  |  | 77.3235 | 77.3235 | 0.6075 | 81.8734 | 4.5499 | W6x7 - 14 | 6 | Light Blue | LBL | 0 |  | 1.01-008 | 0.08% | -0.05% | 11 |  | 3 | 75.8734 | 78.8734
1.01 | 1.01-S2.R035 | 1.01-S2.R035.D | 1.01-S2.R035.D-LBL | 2995919.3272 | 13696823.0914 | Interior Array |  |  |  | 77.2714 | 77.2714 | 0.6094 | 81.8512 | 4.5798 | W6x7 - 14 | 6 | Light Blue | LBL | 0 |  | 1.01-008 | 0.08% | -0.05% | 11 |  | 3 | 75.8512 | 78.8512
1.01 | 1.01-S2.R035 | 1.01-S2.R035.E | 1.01-S2.R035.E-LBL | 2995919.3272 | 13696795.6131 | Interior Array |  |  |  | 77.6595 | 77.6595 | 0.5667 | 81.829 | 4.1695 | W6x7 - 14 | 6 | Light Blue | LBL | 0 |  | 1.01-008 | 0.08% | -0.05% | 11 |  | 3 | 75.829 | 78.829
1.01 | 1.01-S2.R035 | 1.01-S2.R035.F | 1.01-S2.R035.F-YEL | 2995919.3272 | 13696768.1348 | Interior Array |  |  |  | 77.6449 | 77.6449 | 0.5312 | 81.8069 | 4.162 | W6x7 - 13 | 6 | Yellow | YEL | 0 |  | 1.01-008 | 0.08% | -0.05% | 11 |  | 3 | 75.8069 | 78.8069
1.01 | 1.01-S2.R035 | 1.01-S2.R035.G | 1.01-S2.R035.G-DBL | 2995919.3272 | 13696741.3613 | Interior Motor |  |  |  | 77.6343 | 77.6343 | 0.4694 | 81.7853 | 4.151 | W6x10.4 - 14 | 6 | Dark Blue | DBL | 0 |  | 1.01-008 | 0.08% | -0.05% | 11 |  | 3.25 | 75.7853 | 78.5353
1.01 | 1.01-S2.R035 | 1.01-S2.R035.H | 1.01-S2.R035.H-YEL | 2995919.3272 | 13696714.5877 | Interior Array |  |  |  | 77.5897 | 77.5897 | 0.3992 | 81.7637 | 4.174 | W6x7 - 13 | 6 | Yellow | YEL | 0 |  | 1.01-008 | 0.08% | -0.05% | 11 |  | 3 | 75.7637 | 78.7637
1.01 | 1.01-S2.R035 | 1.01-S2.R035.I | 1.01-S2.R035.I-YEL | 2995919.3272 | 13696687.1094 | Interior Array |  |  |  | 77.5826 | 77.5826 | 0.4892 | 81.7415 | 4.1589 | W6x7 - 13 | 6 | Yellow | YEL | 0 |  | 1.01-008 | 0.08% | -0.05% | 11 |  | 3 | 75.7415 | 78.7415
1.01 | 1.01-S2.R035 | 1.01-S2.R035.J | 1.01-S2.R035.J-YEL | 2995919.3272 | 13696659.6308 | Interior Array |  |  |  | 77.7698 | 77.7698 | 0.6401 | 81.7194 | 3.9496 | W6x7 - 13 | 6 | Yellow | YEL | 0 |  | 1.01-008 | 0.08% | -0.05% | 11 |  | 3 | 75.7194 | 78.7194
1.01 | 1.01-S2.R035 | 1.01-S2.R035.K | 1.01-S2.R035.K-YEL | 2995919.3272 | 13696632.1525 | Interior Array |  |  |  | 77.7967 | 77.7967 | 0.4938 | 81.6972 | 3.9005 | W6x7 - 13 | 6 | Yellow | YEL | 0 |  | 1.01-008 | 0.08% | -0.05% | 11 |  | 3 | 75.6972 | 78.6972
1.01 | 1.01-S2.R035 | 1.01-S2.R035.L | 1.01-S2.R035.L-YEL | 2995919.3272 | 13696608.0404 | Interior Array |  |  |  | 77.9368 | 77.9368 | 0.0795 | 81.6778 | 3.741 | W6x7 - 13 | 6 | Yellow | YEL | 0 |  | 1.01-008 | 0.08% | -0.05% | 11 |  | 3 | 75.6778 | 78.6778
1.01 | 1.01-S2.R036 | 1.01-S2.R036.A | 1.01-S2.R036.A-LBL | 2995939.3272 | 13696898.7944 | Interior Array |  |  |  | 77.3128 | 77.3128 | 0.4079 | 81.9022 | 4.5894 | W6x7 - 14 | 6 | Light Blue | LBL | 0 |  | 1.01-008 | 0.08% | -0.05% | 11 |  | 3 | 75.9022 | 78.9022
1.01 | 1.01-S2.R036 | 1.01-S2.R036.B | 1.01-S2.R036.B-LBL | 2995939.3272 | 13696878.0483 | Interior Array |  |  |  | 77.3672 | 77.3672 | 0.2428 | 81.8855 | 4.5183 | W6x7 - 14 | 6 | Light Blue | LBL | 0 |  | 1.01-008 | 0.08% | -0.05% | 11 |  | 3 | 75.8855 | 78.8855
1.01 | 1.01-S2.R036 | 1.01-S2.R036.C | 1.01-S2.R036.C-LBL | 2995939.3272 | 13696850.5697 | Interior Array |  |  |  | 77.4007 | 77.4007 | 0.4474 | 81.8634 | 4.4627 | W6x7 - 14 | 6 | Light Blue | LBL | 0 |  | 1.01-008 | 0.08% | -0.05% | 11 |  | 3 | 75.8634 | 78.8634
1.01 | 1.01-S2.R036 | 1.01-S2.R036.D | 1.01-S2.R036.D-LBL | 2995939.3272 | 13696823.0914 | Interior Array |  |  |  | 77.5825 | 77.5825 | 0.4775 | 81.8412 | 4.2587 | W6x7 - 14 | 6 | Light Blue | LBL | 0 |  | 1.01-008 | 0.08% | -0.05% | 11 |  | 3 | 75.8412 | 78.8412
1.01 | 1.01-S2.R036 | 1.01-S2.R036.E | 1.01-S2.R036.E-LBL | 2995939.3272 | 13696795.6131 | Interior Array |  |  |  | 77.6793 | 77.6793 | 0.4794 | 81.819 | 4.1397 | W6x7 - 14 | 6 | Light Blue | LBL | 0 |  | 1.01-008 | 0.08% | -0.05% | 11 |  | 3 | 75.819 | 78.819
1.01 | 1.01-S2.R036 | 1.01-S2.R036.F | 1.01-S2.R036.F-YEL | 2995939.3272 | 13696768.1348 | Interior Array |  |  |  | 77.5248 | 77.5248 | 0.4701 | 81.7969 | 4.2721 | W6x7 - 13 | 6 | Yellow | YEL | 0 |  | 1.01-008 | 0.08% | -0.05% | 11 |  | 3 | 75.7969 | 78.7969
1.01 | 1.01-S2.R036 | 1.01-S2.R036.G | 1.01-S2.R036.G-DBL | 2995939.3272 | 13696741.3613 | Interior Motor |  |  |  | 77.7385 | 77.7385 | 0.4083 | 81.7753 | 4.0368 | W6x10.4 - 14 | 6 | Dark Blue | DBL | 0 |  | 1.01-008 | 0.08% | -0.05% | 11 |  | 3.25 | 75.7753 | 78.5253
1.01 | 1.01-S2.R036 | 1.01-S2.R036.H | 1.01-S2.R036.H-YEL | 2995939.3272 | 13696714.5877 | Interior Array |  |  |  | 77.8058 | 77.8058 | 0.3344 | 81.7537 | 3.9479 | W6x7 - 13 | 6 | Yellow | YEL | 0 |  | 1.01-008 | 0.08% | -0.05% | 11 |  | 3 | 75.7537 | 78.7537
1.01 | 1.01-S2.R036 | 1.01-S2.R036.I | 1.01-S2.R036.I-YEL | 2995939.3272 | 13696687.1094 | Interior Array |  |  |  | 77.5089 | 77.5089 | 0.5306 | 81.7315 | 4.2226 | W6x7 - 13 | 6 | Yellow | YEL | 0 |  | 1.01-008 | 0.08% | -0.05% | 11 |  | 3 | 75.7315 | 78.7315
1.01 | 1.01-S2.R036 | 1.01-S2.R036.J | 1.01-S2.R036.J-YEL | 2995939.3272 | 13696659.6308 | Interior Array |  |  |  | 77.609 | 77.609 | 0.5411 | 81.7094 | 4.1004 | W6x7 - 13 | 6 | Yellow | YEL | 0 |  | 1.01-008 | 0.08% | -0.05% | 11 |  | 3 | 75.7094 | 78.7094
1.01 | 1.01-S2.R036 | 1.01-S2.R036.K | 1.01-S2.R036.K-YEL | 2995939.3272 | 13696632.1525 | Interior Array |  |  |  | 77.8845 | 77.8845 | 0.1243 | 81.6872 | 3.8027 | W6x7 - 13 | 6 | Yellow | YEL | 0 |  | 1.01-008 | 0.08% | -0.05% | 11 |  | 3 | 75.6872 | 78.6872
1.01 | 1.01-S2.R036 | 1.01-S2.R036.L | 1.01-S2.R036.L-YEL | 2995939.3272 | 13696608.0404 | Interior Array |  |  |  | 78.3165 | 78.3165 | -0.1438 | 81.6678 | 3.3513 | W6x7 - 13 | 6 | Yellow | YEL | 0 |  | 1.01-008 | 0.08% | -0.05% | 11 |  | 3 | 75.6678 | 78.6678
1.01 | 1.01-S2.R037 | 1.01-S2.R037.A | 1.01-S2.R037.A-LBL | 2995959.3272 | 13696898.7944 | Interior Array |  |  |  | 77.481 | 77.481 | 0.2129 | 81.8922 | 4.4112 | W6x7 - 14 | 6 | Light Blue | LBL | 0 |  | 1.01-008 | 0.08% | -0.05% | 11 |  | 3 | 75.8922 | 78.8922
1.01 | 1.01-S2.R037 | 1.01-S2.R037.B | 1.01-S2.R037.B-LBL | 2995959.3272 | 13696878.0483 | Interior Array |  |  |  | 77.5148 | 77.5148 | 0.2926 | 81.8755 | 4.3607 | W6x7 - 14 | 6 | Light Blue | LBL | 0 |  | 1.01-008 | 0.08% | -0.05% | 11 |  | 3 | 75.8755 | 78.8755
1.01 | 1.01-S2.R037 | 1.01-S2.R037.C | 1.01-S2.R037.C-YEL | 2995959.3272 | 13696850.5697 | Interior Array |  |  |  | 77.8094 | 77.8094 | 0.1495 | 81.8534 | 4.044 | W6x7 - 13 | 6 | Yellow | YEL | 0 |  | 1.01-008 | 0.08% | -0.05% | 11 |  | 3 | 75.8534 | 78.8534
1.01 | 1.01-S2.R037 | 1.01-S2.R037.D | 1.01-S2.R037.D-LBL | 2995959.3272 | 13696823.0914 | Interior Array |  |  |  | 77.5629 | 77.5629 | 0.5172 | 81.8312 | 4.2683 | W6x7 - 14 | 6 | Light Blue | LBL | 0 |  | 1.01-008 | 0.08% | -0.05% | 11 |  | 3 | 75.8312 | 78.8312
1.01 | 1.01-S2.R037 | 1.01-S2.R037.E | 1.01-S2.R037.E-YEL | 2995959.3272 | 13696795.6131 | Interior Array |  |  |  | 77.6956 | 77.6956 | 0.3805 | 81.809 | 4.1134 | W6x7 - 13 | 6 | Yellow | YEL | 0 |  | 1.01-008 | 0.08% | -0.05% | 11 |  | 3 | 75.809 | 78.809
1.01 | 1.01-S2.R037 | 1.01-S2.R037.F | 1.01-S2.R037.F-YEL | 2995959.3272 | 13696768.1348 | Interior Array |  |  |  | 77.8407 | 77.8407 | 0.1823 | 81.7869 | 3.9462 | W6x7 - 13 | 6 | Yellow | YEL | 0 |  | 1.01-008 | 0.08% | -0.05% | 11 |  | 3 | 75.7869 | 78.7869
1.01 | 1.01-S2.R037 | 1.01-S2.R037.G | 1.01-S2.R037.G-DBL | 2995959.3272 | 13696741.3613 | Interior Motor |  |  |  | 77.7474 | 77.7474 | -0.0291 | 81.7653 | 4.0179 | W6x10.4 - 14 | 6 | Dark Blue | DBL | 0 |  | 1.01-008 | 0.08% | -0.05% | 11 |  | 3.25 | 75.7653 | 78.5153
1.01 | 1.01-S2.R037 | 1.01-S2.R037.H | 1.01-S2.R037.H-YEL | 2995959.3272 | 13696714.5877 | Interior Array |  |  |  | 78.3501 | 78.3501 | -0.0674 | 81.7437 | 3.3936 | W6x7 - 13 | 6 | Yellow | YEL | 0 |  | 1.01-008 | 0.08% | -0.05% | 11 |  | 3 | 75.7437 | 78.7437
1.01 | 1.01-S2.R037 | 1.01-S2.R037.I | 1.01-S2.R037.I-YEL | 2995959.3272 | 13696687.1094 | Interior Array |  |  |  | 77.5395 | 77.5395 | 0.4637 | 81.7215 | 4.182 | W6x7 - 13 | 6 | Yellow | YEL | 0 |  | 1.01-008 | 0.08% | -0.05% | 11 |  | 3 | 75.7215 | 78.7215
1.01 | 1.01-S2.R037 | 1.01-S2.R037.J | 1.01-S2.R037.J-YEL | 2995959.3272 | 13696659.6308 | Interior Array |  |  |  | 77.5842 | 77.5842 | 0.2749 | 81.6994 | 4.1152 | W6x7 - 13 | 6 | Yellow | YEL | 0 |  | 1.01-008 | 0.08% | -0.05% | 11 |  | 3 | 75.6994 | 78.6994
1.01 | 1.01-S2.R037 | 1.01-S2.R037.K | 1.01-S2.R037.K-YEL | 2995959.3272 | 13696632.1525 | Interior Array |  |  |  | 77.9656 | 77.9656 | 0.226 | 81.6772 | 3.7116 | W6x7 - 13 | 6 | Yellow | YEL | 0 |  | 1.01-008 | 0.08% | -0.05% | 11 |  | 3 | 75.6772 | 78.6772
1.01 | 1.01-S2.R037 | 1.01-S2.R037.L | 1.01-S2.R037.L-YEL | 2995959.3272 | 13696608.0404 | Interior Array |  |  |  | 77.9893 | 77.9893 | 0.2445 | 81.6578 | 3.6685 | W6x7 - 13 | 6 | Yellow | YEL | 0 |  | 1.01-008 | 0.08% | -0.05% | 11 |  | 3 | 75.6578 | 78.6578
1.01 | 1.01-S2.R038 | 1.01-S2.R038.A | 1.01-S2.R038.A-LBL | 2995979.3271 | 13696898.7944 | Interior Array |  |  |  | 77.5964 | 77.5964 | 0.2506 | 81.8822 | 4.2858 | W6x7 - 14 | 6 | Light Blue | LBL | 0 |  | 1.01-008 | 0.08% | -0.05% | 11 |  | 3 | 75.8822 | 78.8822
1.01 | 1.01-S2.R038 | 1.01-S2.R038.B | 1.01-S2.R038.B-LBL | 2995979.3271 | 13696878.0483 | Interior Array |  |  |  | 77.4211 | 77.4211 | 0.2885 | 81.8655 | 4.4444 | W6x7 - 14 | 6 | Light Blue | LBL | 0 |  | 1.01-008 | 0.08% | -0.05% | 11 |  | 3 | 75.8655 | 78.8655
1.01 | 1.01-S2.R038 | 1.01-S2.R038.C | 1.01-S2.R038.C-YEL | 2995979.3271 | 13696850.5697 | Interior Array |  |  |  | 77.8527 | 77.8527 | -0.2225 | 81.8434 | 3.9907 | W6x7 - 13 | 6 | Yellow | YEL | 0 |  | 1.01-008 | 0.08% | -0.05% | 11 |  | 3 | 75.8434 | 78.8434
1.01 | 1.01-S2.R038 | 1.01-S2.R038.D | 1.01-S2.R038.D-LBL | 2995979.3271 | 13696823.0914 | Interior Array |  |  |  | 77.4386 | 77.4386 | 0.3595 | 81.8212 | 4.3826 | W6x7 - 14 | 6 | Light Blue | LBL | 0 |  | 1.01-008 | 0.08% | -0.05% | 11 |  | 3 | 75.8212 | 78.8212
1.01 | 1.01-S2.R038 | 1.01-S2.R038.E | 1.01-S2.R038.E-LBL | 2995979.3271 | 13696795.6131 | Interior Array |  |  |  | 77.6188 | 77.6188 | 0.4545 | 81.799 | 4.1802 | W6x7 - 14 | 6 | Light Blue | LBL | 0 |  | 1.01-008 | 0.08% | -0.05% | 11 |  | 3 | 75.799 | 78.799
1.01 | 1.01-S2.R038 | 1.01-S2.R038.F | 1.01-S2.R038.F-YEL | 2995979.3271 | 13696768.1348 | Interior Array |  |  |  | 77.8914 | 77.8914 | 0.2833 | 81.7769 | 3.8855 | W6x7 - 13 | 6 | Yellow | YEL | 0 |  | 1.01-008 | 0.08% | -0.05% | 11 |  | 3 | 75.7769 | 78.7769
1.01 | 1.01-S2.R038 | 1.01-S2.R038.G | 1.01-S2.R038.G-DBL | 2995979.3271 | 13696741.3613 | Interior Motor |  |  |  | 77.5742 | 77.5742 | 0.2942 | 81.7553 | 4.1811 | W6x10.4 - 14 | 6 | Dark Blue | DBL | 0 |  | 1.01-008 | 0.08% | -0.05% | 11 |  | 3.25 | 75.7553 | 78.5053
1.01 | 1.01-S2.R038 | 1.01-S2.R038.H | 1.01-S2.R038.H-YEL | 2995979.3271 | 13696714.5877 | Interior Array |  |  |  | 78.3468 | 78.3468 | -0.2672 | 81.7337 | 3.3869 | W6x7 - 13 | 6 | Yellow | YEL | 0 |  | 1.01-008 | 0.08% | -0.05% | 11 |  | 3 | 75.7337 | 78.7337
1.01 | 1.01-S2.R038 | 1.01-S2.R038.I | 1.01-S2.R038.I-YEL | 2995979.3271 | 13696687.1094 | Interior Array |  |  |  | 77.9248 | 77.9248 | 0.0556 | 81.7115 | 3.7867 | W6x7 - 13 | 6 | Yellow | YEL | 0 |  | 1.01-008 | 0.08% | -0.05% | 11 |  | 3 | 75.7115 | 78.7115
1.01 | 1.01-S2.R038 | 1.01-S2.R038.J | 1.01-S2.R038.J-YEL | 2995979.3271 | 13696659.6308 | Interior Array |  |  |  | 78.0177 | 78.0177 | 0.1126 | 81.6894 | 3.6717 | W6x7 - 13 | 6 | Yellow | YEL | 0 |  | 1.01-008 | 0.08% | -0.05% | 11 |  | 3 | 75.6894 | 78.6894
1.01 | 1.01-S2.R038 | 1.01-S2.R038.K | 1.01-S2.R038.K-YEL | 2995979.3271 | 13696632.1525 | Interior Array |  |  |  | 77.6593 | 77.6593 | 0.3706 | 81.6672 | 4.0079 | W6x7 - 13 | 6 | Yellow | YEL | 0 |  | 1.01-008 | 0.08% | -0.05% | 11 |  | 3 | 75.6672 | 78.6672
1.01 | 1.01-S2.R038 | 1.01-S2.R038.L | 1.01-S2.R038.L-YEL | 2995979.3271 | 13696608.0404 | Interior Array |  |  |  | 77.9363 | 77.9363 | 0.4046 | 81.6478 | 3.7115 | W6x7 - 13 | 6 | Yellow | YEL | 0 |  | 1.01-008 | 0.08% | -0.05% | 11 |  | 3 | 75.6478 | 78.6478
1.01 | 1.01-S2.R039 | 1.01-S2.R039.A | 1.01-S2.R039.A-LBL | 2995999.3271 | 13696898.7944 | Interior Array |  |  |  | 77.4652 | 77.4652 | 0.3427 | 81.8722 | 4.407 | W6x7 - 14 | 6 | Light Blue | LBL | 0 |  | 1.01-008 | 0.08% | -0.05% | 11 |  | 3 | 75.8722 | 78.8722
1.01 | 1.01-S2.R039 | 1.01-S2.R039.B | 1.01-S2.R039.B-LBL | 2995999.3271 | 13696878.0483 | Interior Array |  |  |  | 77.6587 | 77.6587 | 0.1953 | 81.8555 | 4.1968 | W6x7 - 14 | 6 | Light Blue | LBL | 0 |  | 1.01-008 | 0.08% | -0.05% | 11 |  | 3 | 75.8555 | 78.8555
1.01 | 1.01-S2.R039 | 1.01-S2.R039.C | 1.01-S2.R039.C-YEL | 2995999.3271 | 13696850.5697 | Interior Array |  |  |  | 77.7463 | 77.7463 | 0.0891 | 81.8334 | 4.0871 | W6x7 - 13 | 6 | Yellow | YEL | 0 |  | 1.01-008 | 0.08% | -0.05% | 11 |  | 3 | 75.8334 | 78.8334
1.01 | 1.01-S2.R039 | 1.01-S2.R039.D | 1.01-S2.R039.D-LBL | 2995999.3271 | 13696823.0914 | Interior Array |  |  |  | 77.4321 | 77.4321 | 0.3095 | 81.8112 | 4.3791 | W6x7 - 14 | 6 | Light Blue | LBL | 0 |  | 1.01-008 | 0.08% | -0.05% | 11 |  | 3 | 75.8112 | 78.8112
1.01 | 1.01-S2.R039 | 1.01-S2.R039.E | 1.01-S2.R039.E-LBL | 2995999.3271 | 13696795.6131 | Interior Array |  |  |  | 77.7224 | 77.7224 | 0.4005 | 81.789 | 4.0666 | W6x7 - 14 | 6 | Light Blue | LBL | 0 |  | 1.01-008 | 0.08% | -0.05% | 11 |  | 3 | 75.789 | 78.789
1.01 | 1.01-S2.R039 | 1.01-S2.R039.F | 1.01-S2.R039.F-YEL | 2995999.3271 | 13696768.1348 | Interior Array |  |  |  | 77.8073 | 77.8073 | 0.2178 | 81.7669 | 3.9596 | W6x7 - 13 | 6 | Yellow | YEL | 0 |  | 1.01-008 | 0.08% | -0.05% | 11 |  | 3 | 75.7669 | 78.7669
1.01 | 1.01-S2.R039 | 1.01-S2.R039.G | 1.01-S2.R039.G-DBL | 2995999.3271 | 13696741.3613 | Interior Motor |  |  |  | 77.9189 | 77.9189 | -0.1767 | 81.7453 | 3.8264 | W6x10.4 - 14 | 6 | Dark Blue | DBL | 0 |  | 1.01-008 | 0.08% | -0.05% | 11 |  | 3.25 | 75.7453 | 78.4953
1.01 | 1.01-S2.R039 | 1.01-S2.R039.H | 1.01-S2.R039.H-YEL | 2995999.3271 | 13696714.5877 | Interior Array |  |  |  | 78.0975 | 78.0975 | 0.0481 | 81.7237 | 3.6262 | W6x7 - 13 | 6 | Yellow | YEL | 0 |  | 1.01-008 | 0.08% | -0.05% | 11 |  | 3 | 75.7237 | 78.7237
1.01 | 1.01-S2.R039 | 1.01-S2.R039.I | 1.01-S2.R039.I-YEL | 2995999.3271 | 13696687.1094 | Interior Array |  |  |  | 77.9183 | 77.9183 | -0.0699 | 81.7015 | 3.7832 | W6x7 - 13 | 6 | Yellow | YEL | 0 |  | 1.01-008 | 0.08% | -0.05% | 11 |  | 3 | 75.7015 | 78.7015
1.01 | 1.01-S2.R039 | 1.01-S2.R039.J | 1.01-S2.R039.J-YEL | 2995999.3271 | 13696659.6308 | Interior Array |  |  |  | 77.976 | 77.976 | 0.0862 | 81.6794 | 3.7034 | W6x7 - 13 | 6 | Yellow | YEL | 0 |  | 1.01-008 | 0.08% | -0.05% | 11 |  | 3 | 75.6794 | 78.6794
1.01 | 1.01-S2.R039 | 1.01-S2.R039.K | 1.01-S2.R039.K-LBL | 2995999.3271 | 13696632.1525 | Interior Array |  |  |  | 77.0764 | 77.0764 | 0.8603 | 81.6572 | 4.5808 | W6x7 - 14 | 6 | Light Blue | LBL | 0 |  | 1.01-008 | 0.08% | -0.05% | 11 |  | 3 | 75.6572 | 78.6572
1.01 | 1.01-S2.R039 | 1.01-S2.R039.L | 1.01-S2.R039.L-YEL | 2995999.3271 | 13696608.0404 | Interior Array |  |  |  | 77.7019 | 77.7019 | 0.2224 | 81.6378 | 3.9359 | W6x7 - 13 | 6 | Yellow | YEL | 0 |  | 1.01-008 | 0.08% | -0.05% | 11 |  | 3 | 75.6378 | 78.6378
1.01 | 1.01-S2.R040 | 1.01-S2.R040.A | 1.01-S2.R040.A-LBL | 2996019.327 | 13696898.7944 | Interior Array |  |  |  | 77.4867 | 77.4867 | 0.2559 | 81.8622 | 4.3755 | W6x7 - 14 | 6 | Light Blue | LBL | 0 |  | 1.01-008 | 0.08% | -0.05% | 11 |  | 3 | 75.8622 | 78.8622
1.01 | 1.01-S2.R040 | 1.01-S2.R040.B | 1.01-S2.R040.B-LBL | 2996019.327 | 13696878.0483 | Interior Array |  |  |  | 77.6391 | 77.6391 | 0.1625 | 81.8455 | 4.2064 | W6x7 - 14 | 6 | Light Blue | LBL | 0 |  | 1.01-008 | 0.08% | -0.05% | 11 |  | 3 | 75.8455 | 78.8455
1.01 | 1.01-S2.R040 | 1.01-S2.R040.C | 1.01-S2.R040.C-LBL | 2996019.327 | 13696850.5697 | Interior Array |  |  |  | 77.6382 | 77.6382 | 0.2396 | 81.8234 | 4.1852 | W6x7 - 14 | 6 | Light Blue | LBL | 0 |  | 1.01-008 | 0.08% | -0.05% | 11 |  | 3 | 75.8234 | 78.8234
1.01 | 1.01-S2.R040 | 1.01-S2.R040.D | 1.01-S2.R040.D-LBL | 2996019.327 | 13696823.0914 | Interior Array |  |  |  | 77.4299 | 77.4299 | 0.521 | 81.8012 | 4.3713 | W6x7 - 14 | 6 | Light Blue | LBL | 0 |  | 1.01-008 | 0.08% | -0.05% | 11 |  | 3 | 75.8012 | 78.8012
1.01 | 1.01-S2.R040 | 1.01-S2.R040.E | 1.01-S2.R040.E-YEL | 2996019.327 | 13696795.6131 | Interior Array |  |  |  | 77.4149 | 77.4149 | 0.0161 | 81.779 | 4.3641 | W6x7 - 13 | 6 | Yellow | YEL | 0 |  | 1.01-008 | 0.08% | -0.05% | 11 |  | 3 | 75.779 | 78.779
1.01 | 1.01-S2.R040 | 1.01-S2.R040.F | 1.01-S2.R040.F-YEL | 2996019.327 | 13696768.1348 | Interior Array |  |  |  | 77.4722 | 77.4722 | -0.0205 | 81.7569 | 4.2847 | W6x7 - 13 | 6 | Yellow | YEL | 0 |  | 1.01-008 | 0.08% | -0.05% | 11 |  | 3 | 75.7569 | 78.7569
1.01 | 1.01-S2.R040 | 1.01-S2.R040.G | 1.01-S2.R040.G-PRP | 2996019.327 | 13696741.3613 | Dead End Motor |  |  |  | 77.7592 | 77.7592 | -0.0618 | 81.7353 | 3.9761 | W6x20 - 16 | 5.25 | Purple | PRP | 0 |  | 1.01-008 | 0.08% | -0.05% | 11 | Dead End | 3.75 | 76.4853 | 77.9853
1.01 | 1.01-S2.R040 | 1.01-S2.R040.H | 1.01-S2.R040.H-YEL | 2996019.327 | 13696714.5877 | Interior Array |  |  |  | 78.0134 | 78.0134 | -0.112 | 81.7137 | 3.7003 | W6x7 - 13 | 6 | Yellow | YEL | 0 |  | 1.01-008 | 0.08% | -0.05% | 11 |  | 3 | 75.7137 | 78.7137
1.01 | 1.01-S2.R040 | 1.01-S2.R040.I | 1.01-S2.R040.I-YEL | 2996019.327 | 13696687.1094 | Interior Array |  |  |  | 78.1573 | 78.1573 | -0.1037 | 81.6915 | 3.5342 | W6x7 - 13 | 6 | Yellow | YEL | 0 |  | 1.01-008 | 0.08% | -0.05% | 11 |  | 3 | 75.6915 | 78.6915
1.01 | 1.01-S2.R040 | 1.01-S2.R040.J | 1.01-S2.R040.J-LBL | 2996019.327 | 13696659.6308 | Interior Array |  |  |  | 77.5988 | 77.5988 | 0.5166 | 81.6694 | 4.0706 | W6x7 - 14 | 6 | Light Blue | LBL | 0 |  | 1.01-008 | 0.08% | -0.05% | 11 |  | 3 | 75.6694 | 78.6694
1.01 | 1.01-S2.R040 | 1.01-S2.R040.K | 1.01-S2.R040.K-LBL | 2996019.327 | 13696632.1525 | Interior Array |  |  |  | 77.2046 | 77.2046 | 0.4329 | 81.6472 | 4.4426 | W6x7 - 14 | 6 | Light Blue | LBL | 0 |  | 1.01-008 | 0.08% | -0.05% | 11 |  | 3 | 75.6472 | 78.6472
1.01 | 1.01-S2.R040 | 1.01-S2.R040.L | 1.01-S2.R040.L-LBL | 2996019.327 | 13696608.0404 | Interior Array |  |  |  | 76.923 | 76.923 | 0.4852 | 81.6278 | 4.7048 | W6x7 - 14 | 6 | Light Blue | LBL | 0 |  | 1.01-008 | 0.08% | -0.05% | 11 |  | 3 | 75.6278 | 78.6278
1.01 | 1.01-S3.R001 | 1.01-S3.R001.A | 1.01-S3.R001.A-RED | 2995239.3273 | 13696579.5325 | Exterior Array |  |  |  | 77.9689 | 77.9689 | 0.8705 | 82.1785 | 4.2096 | W6x12 - 16.5 | 4.5 | Red | RED | 0 |  | 1.01-009 | 0.19% | -0.05% | 8 |  | 3 | 77.6785 | 79.1785
1.01 | 1.01-S3.R001 | 1.01-S3.R001.B | 1.01-S3.R001.B-RED | 2995239.3273 | 13696558.7865 | Exterior Array |  |  |  | 78.0323 | 78.0323 | 0.7996 | 82.139 | 4.1067 | W6x12 - 16.5 | 4.5 | Red | RED | 0 |  | 1.01-009 | 0.19% | -0.05% | 8 |  | 3 | 77.639 | 79.139
1.01 | 1.01-S3.R001 | 1.01-S3.R001.C | 1.01-S3.R001.C-WHT | 2995239.3273 | 13696531.3082 | Exterior Array |  |  |  | 77.7855 | 77.7855 | 1.0398 | 82.0867 | 4.3012 | W6x15 - 15.5 | 6 | White | WHT | 0 |  | 1.01-009 | 0.19% | -0.05% | 8 |  | 3 | 76.0867 | 79.0867
1.01 | 1.01-S3.R001 | 1.01-S3.R001.D | 1.01-S3.R001.D-WHT | 2995239.3273 | 13696503.8296 | Exterior Array |  |  |  | 77.7065 | 77.7065 | 1.1069 | 82.0344 | 4.3279 | W6x15 - 15.5 | 6 | White | WHT | 0 |  | 1.01-009 | 0.19% | -0.05% | 8 |  | 3 | 76.0344 | 79.0344
1.01 | 1.01-S3.R001 | 1.01-S3.R001.E | 1.01-S3.R001.E-WHT | 2995239.3273 | 13696476.3513 | Exterior Array |  |  |  | 77.6093 | 77.6093 | 1.2025 | 81.9821 | 4.3728 | W6x15 - 15.5 | 6 | White | WHT | 0 |  | 1.01-009 | 0.19% | -0.05% | 8 |  | 3 | 75.9821 | 78.9821
1.01 | 1.01-S3.R001 | 1.01-S3.R001.F | 1.01-S3.R001.F-RED | 2995239.3273 | 13696448.873 | Exterior Array |  |  |  | 77.8115 | 77.8115 | 0.999 | 81.9297 | 4.1182 | W6x12 - 16.5 | 4.5 | Red | RED | 0 |  | 1.01-009 | 0.19% | -0.05% | 8 |  | 3 | 77.4297 | 78.9297
1.01 | 1.01-S3.R001 | 1.01-S3.R001.G | 1.01-S3.R001.G-PRP | 2995239.3273 | 13696422.0995 | Dead End Motor |  |  |  | 77.8642 | 77.8642 | 0.9447 | 81.8788 | 4.0146 | W6x20 - 16 | 5.25 | Purple | PRP | 0 |  | 1.01-009 | 0.19% | -0.05% | 8 | Dead End | 3.75 | 76.6288 | 78.1288
1.01 | 1.01-S3.R001 | 1.01-S3.R001.H | 1.01-S3.R001.H-RED | 2995239.3273 | 13696395.3259 | Exterior Array |  |  |  | 77.72 | 77.72 | 1.0877 | 81.8278 | 4.1078 | W6x12 - 16.5 | 4.5 | Red | RED | 0 |  | 1.01-009 | 0.19% | -0.05% | 8 |  | 3 | 77.3278 | 78.8278
1.01 | 1.01-S3.R001 | 1.01-S3.R001.I | 1.01-S3.R001.I-RED | 2995239.3273 | 13696367.8476 | Exterior Array |  |  |  | 77.88 | 77.88 | 0.9261 | 81.7755 | 3.8955 | W6x12 - 16.5 | 4.5 | Red | RED | 0 |  | 1.01-009 | 0.19% | -0.05% | 8 |  | 3 | 77.2755 | 78.7755
1.01 | 1.01-S3.R001 | 1.01-S3.R001.J | 1.01-S3.R001.J-RED | 2995239.3273 | 13696340.369 | Exterior Array |  |  |  | 77.5292 | 77.5292 | 1.2752 | 81.7232 | 4.194 | W6x12 - 16.5 | 4.5 | Red | RED | 0 |  | 1.01-009 | 0.19% | -0.05% | 8 |  | 3 | 77.2232 | 78.7232
1.01 | 1.01-S3.R001 | 1.01-S3.R001.K | 1.01-S3.R001.K-RED | 2995239.3273 | 13696312.8907 | Exterior Array |  |  |  | 77.5948 | 77.5948 | 1.2073 | 81.6708 | 4.076 | W6x12 - 16.5 | 4.5 | Red | RED | 0 |  | 1.01-009 | 0.19% | -0.05% | 8 |  | 3 | 77.1708 | 78.6708
1.01 | 1.01-S3.R001 | 1.01-S3.R001.L | 1.01-S3.R001.L-RED | 2995239.3273 | 13696288.7785 | Exterior Array |  |  |  | 77.5044 | 77.5044 | 1.296 | 81.6249 | 4.1205 | W6x12 - 16.5 | 4.5 | Red | RED | 0 |  | 1.01-009 | 0.19% | -0.05% | 8 |  | 3 | 77.1249 | 78.6249
1.01 | 1.01-S3.R002 | 1.01-S3.R002.A | 1.01-S3.R002.A-RED | 2995259.3272 | 13696579.5325 | Exterior Array |  |  |  | 77.9725 | 77.9725 | 0.8536 | 82.1685 | 4.196 | W6x12 - 16.5 | 4.5 | Red | RED | 0 |  | 1.01-009 | 0.19% | -0.05% | 8 |  | 3 | 77.6685 | 79.1685
1.01 | 1.01-S3.R002 | 1.01-S3.R002.B | 1.01-S3.R002.B-RED | 2995259.3272 | 13696558.7865 | Exterior Array |  |  |  | 77.9636 | 77.9636 | 0.8528 | 82.129 | 4.1654 | W6x12 - 16.5 | 4.5 | Red | RED | 0 |  | 1.01-009 | 0.19% | -0.05% | 8 |  | 3 | 77.629 | 79.129
1.01 | 1.01-S3.R002 | 1.01-S3.R002.C | 1.01-S3.R002.C-RED | 2995259.3272 | 13696531.3082 | Exterior Array |  |  |  | 77.9696 | 77.9696 | 0.8404 | 82.0767 | 4.1071 | W6x12 - 16.5 | 4.5 | Red | RED | 0 |  | 1.01-009 | 0.19% | -0.05% | 8 |  | 3 | 77.5767 | 79.0767
1.01 | 1.01-S3.R002 | 1.01-S3.R002.D | 1.01-S3.R002.D-RED | 2995259.3272 | 13696503.8296 | Exterior Array |  |  |  | 77.8475 | 77.8475 | 0.9565 | 82.0244 | 4.1769 | W6x12 - 16.5 | 4.5 | Red | RED | 0 |  | 1.01-009 | 0.19% | -0.05% | 8 |  | 3 | 77.5244 | 79.0244
1.01 | 1.01-S3.R002 | 1.01-S3.R002.E | 1.01-S3.R002.E-RED | 2995259.3272 | 13696476.3513 | Exterior Array |  |  |  | 77.9174 | 77.9174 | 0.8847 | 81.9721 | 4.0547 | W6x12 - 16.5 | 4.5 | Red | RED | 0 |  | 1.01-009 | 0.19% | -0.05% | 8 |  | 3 | 77.4721 | 78.9721
1.01 | 1.01-S3.R002 | 1.01-S3.R002.F | 1.01-S3.R002.F-RED | 2995259.3272 | 13696448.873 | Exterior Array |  |  |  | 77.7725 | 77.7725 | 1.0271 | 81.9197 | 4.1472 | W6x12 - 16.5 | 4.5 | Red | RED | 0 |  | 1.01-009 | 0.19% | -0.05% | 8 |  | 3 | 77.4197 | 78.9197
1.01 | 1.01-S3.R002 | 1.01-S3.R002.G | 1.01-S3.R002.G-BRO | 2995259.3272 | 13696422.0995 | Exterior Motor |  |  |  | 77.8606 | 77.8606 | 0.9374 | 81.8688 | 4.0082 | W6x15 - 15.5 | 5.25 | Brown | BRO | 0 |  | 1.01-009 | 0.19% | -0.05% | 8 |  | 3.5 | 76.6188 | 78.3688
1.01 | 1.01-S3.R002 | 1.01-S3.R002.H | 1.01-S3.R002.H-RED | 2995259.3272 | 13696395.3259 | Exterior Array |  |  |  | 77.7571 | 77.7571 | 1.0386 | 81.8178 | 4.0607 | W6x12 - 16.5 | 4.5 | Red | RED | 0 |  | 1.01-009 | 0.19% | -0.05% | 8 |  | 3 | 77.3178 | 78.8178
1.01 | 1.01-S3.R002 | 1.01-S3.R002.I | 1.01-S3.R002.I-RED | 2995259.3272 | 13696367.8476 | Exterior Array |  |  |  | 77.8141 | 77.8141 | 0.98 | 81.7655 | 3.9514 | W6x12 - 16.5 | 4.5 | Red | RED | 0 |  | 1.01-009 | 0.19% | -0.05% | 8 |  | 3 | 77.2655 | 78.7655
1.01 | 1.01-S3.R002 | 1.01-S3.R002.J | 1.01-S3.R002.J-RED | 2995259.3272 | 13696340.369 | Exterior Array |  |  |  | 77.9081 | 77.9081 | 0.8844 | 81.7132 | 3.8051 | W6x12 - 16.5 | 4.5 | Red | RED | 0 |  | 1.01-009 | 0.19% | -0.05% | 8 |  | 3 | 77.2132 | 78.7132
1.01 | 1.01-S3.R002 | 1.01-S3.R002.K | 1.01-S3.R002.K-RED | 2995259.3272 | 13696312.8907 | Exterior Array |  |  |  | 77.5759 | 77.5759 | 1.2144 | 81.6608 | 4.0849 | W6x12 - 16.5 | 4.5 | Red | RED | 0 |  | 1.01-009 | 0.19% | -0.05% | 8 |  | 3 | 77.1608 | 78.6608
1.01 | 1.01-S3.R002 | 1.01-S3.R002.L | 1.01-S3.R002.L-RED | 2995259.3272 | 13696288.7785 | Exterior Array |  |  |  | 77.4642 | 77.4642 | 1.3254 | 81.6149 | 4.1507 | W6x12 - 16.5 | 4.5 | Red | RED | 0 |  | 1.01-009 | 0.19% | -0.05% | 8 |  | 3 | 77.1149 | 78.6149
1.01 | 1.01-S3.R003 | 1.01-S3.R003.A | 1.01-S3.R003.A-LBL | 2995279.3272 | 13696579.5325 | Interior Array |  |  |  | 77.8369 | 77.8369 | 0.9828 | 82.1585 | 4.3216 | W6x7 - 14 | 6 | Light Blue | LBL | 0 |  | 1.01-009 | 0.19% | -0.05% | 8 |  | 3 | 76.1585 | 79.1585
1.01 | 1.01-S3.R003 | 1.01-S3.R003.B | 1.01-S3.R003.B-LBL | 2995279.3272 | 13696558.7865 | Interior Array |  |  |  | 77.8564 | 77.8564 | 0.9536 | 82.119 | 4.2626 | W6x7 - 14 | 6 | Light Blue | LBL | 0 |  | 1.01-009 | 0.19% | -0.05% | 8 |  | 3 | 76.119 | 79.119
1.01 | 1.01-S3.R003 | 1.01-S3.R003.C | 1.01-S3.R003.C-LBL | 2995279.3272 | 13696531.3082 | Interior Array |  |  |  | 77.8334 | 77.8334 | 0.9706 | 82.0667 | 4.2333 | W6x7 - 14 | 6 | Light Blue | LBL | 0 |  | 1.01-009 | 0.19% | -0.05% | 8 |  | 3 | 76.0667 | 79.0667
1.01 | 1.01-S3.R003 | 1.01-S3.R003.D | 1.01-S3.R003.D-LBL | 2995279.3272 | 13696503.8296 | Interior Array |  |  |  | 77.8065 | 77.8065 | 0.9915 | 82.0144 | 4.2079 | W6x7 - 14 | 6 | Light Blue | LBL | 0 |  | 1.01-009 | 0.19% | -0.05% | 8 |  | 3 | 76.0144 | 79.0144
1.01 | 1.01-S3.R003 | 1.01-S3.R003.E | 1.01-S3.R003.E-LBL | 2995279.3272 | 13696476.3513 | Interior Array |  |  |  | 77.8597 | 77.8597 | 0.9348 | 81.9621 | 4.1024 | W6x7 - 14 | 6 | Light Blue | LBL | 0 |  | 1.01-009 | 0.19% | -0.05% | 8 |  | 3 | 75.9621 | 78.9621
1.01 | 1.01-S3.R003 | 1.01-S3.R003.F | 1.01-S3.R003.F-YEL | 2995279.3272 | 13696448.873 | Interior Array |  |  |  | 77.8591 | 77.8591 | 0.9328 | 81.9097 | 4.0506 | W6x7 - 13 | 6 | Yellow | YEL | 0 |  | 1.01-009 | 0.19% | -0.05% | 8 |  | 3 | 75.9097 | 78.9097
1.01 | 1.01-S3.R003 | 1.01-S3.R003.G | 1.01-S3.R003.G-DBL | 2995279.3272 | 13696422.0995 | Interior Motor |  |  |  | 77.8766 | 77.8766 | 0.9122 | 81.8588 | 3.9822 | W6x10.4 - 14 | 6 | Dark Blue | DBL | 0 |  | 1.01-009 | 0.19% | -0.05% | 8 |  | 3.25 | 75.8588 | 78.6088
1.01 | 1.01-S3.R003 | 1.01-S3.R003.H | 1.01-S3.R003.H-YEL | 2995279.3272 | 13696395.3259 | Interior Array |  |  |  | 77.7744 | 77.7744 | 1.0119 | 81.8078 | 4.0334 | W6x7 - 13 | 6 | Yellow | YEL | 0 |  | 1.01-009 | 0.19% | -0.05% | 8 |  | 3 | 75.8078 | 78.8078
1.01 | 1.01-S3.R003 | 1.01-S3.R003.I | 1.01-S3.R003.I-YEL | 2995279.3272 | 13696367.8476 | Interior Array |  |  |  | 77.7509 | 77.7509 | 1.0328 | 81.7555 | 4.0046 | W6x7 - 13 | 6 | Yellow | YEL | 0 |  | 1.01-009 | 0.19% | -0.05% | 8 |  | 3 | 75.7555 | 78.7555
1.01 | 1.01-S3.R003 | 1.01-S3.R003.J | 1.01-S3.R003.J-LBL | 2995279.3272 | 13696340.369 | Interior Array |  |  |  | 77.6097 | 77.6097 | 1.1727 | 81.7032 | 4.0935 | W6x7 - 14 | 6 | Light Blue | LBL | 0 |  | 1.01-009 | 0.19% | -0.05% | 8 |  | 3 | 75.7032 | 78.7032
1.01 | 1.01-S3.R003 | 1.01-S3.R003.K | 1.01-S3.R003.K-LGR | 2995279.3272 | 13696312.8907 | Interior Edge Array |  |  |  | 77.5419 | 77.5419 | 1.2388 | 81.6508 | 4.1089 | W6x8.5 - 15 | 4.5 | Light Green | LGR | 0 |  | 1.01-009 | 0.19% | -0.05% | 8 |  | 3 | 77.1508 | 78.6508
1.01 | 1.01-S3.R003 | 1.01-S3.R003.L | 1.01-S3.R003.L-LBL | 2995279.3272 | 13696288.7785 | Interior Array |  |  |  | 77.4583 | 77.4583 | 1.3217 | 81.6049 | 4.1466 | W6x7 - 14 | 6 | Light Blue | LBL | 0 |  | 1.01-009 | 0.19% | -0.05% | 8 |  | 3 | 75.6049 | 78.6049
1.01 | 1.01-S3.R004 | 1.01-S3.R004.A | 1.01-S3.R004.A-LBL | 2995299.3272 | 13696579.5325 | Interior Array |  |  |  | 77.8996 | 77.8996 | 0.9117 | 82.1485 | 4.2489 | W6x7 - 14 | 6 | Light Blue | LBL | 0 |  | 1.01-009 | 0.19% | -0.05% | 8 |  | 3 | 76.1485 | 79.1485
1.01 | 1.01-S3.R004 | 1.01-S3.R004.B | 1.01-S3.R004.B-LBL | 2995299.3272 | 13696558.7865 | Interior Array |  |  |  | 77.8661 | 77.8661 | 0.9375 | 82.109 | 4.2429 | W6x7 - 14 | 6 | Light Blue | LBL | 0 |  | 1.01-009 | 0.19% | -0.05% | 8 |  | 3 | 76.109 | 79.109
1.01 | 1.01-S3.R004 | 1.01-S3.R004.C | 1.01-S3.R004.C-LBL | 2995299.3272 | 13696531.3082 | Interior Array |  |  |  | 77.9043 | 77.9043 | 0.8933 | 82.0567 | 4.1524 | W6x7 - 14 | 6 | Light Blue | LBL | 0 |  | 1.01-009 | 0.19% | -0.05% | 8 |  | 3 | 76.0567 | 79.0567
1.01 | 1.01-S3.R004 | 1.01-S3.R004.D | 1.01-S3.R004.D-LBL | 2995299.3272 | 13696503.8296 | Interior Array |  |  |  | 77.8128 | 77.8128 | 0.9792 | 82.0044 | 4.1916 | W6x7 - 14 | 6 | Light Blue | LBL | 0 |  | 1.01-009 | 0.19% | -0.05% | 8 |  | 3 | 76.0044 | 79.0044
1.01 | 1.01-S3.R004 | 1.01-S3.R004.E | 1.01-S3.R004.E-LBL | 2995299.3272 | 13696476.3513 | Interior Array |  |  |  | 77.8534 | 77.8534 | 0.9348 | 81.9521 | 4.0987 | W6x7 - 14 | 6 | Light Blue | LBL | 0 |  | 1.01-009 | 0.19% | -0.05% | 8 |  | 3 | 75.9521 | 78.9521
1.01 | 1.01-S3.R004 | 1.01-S3.R004.F | 1.01-S3.R004.F-LBL | 2995299.3272 | 13696448.873 | Interior Array |  |  |  | 77.8259 | 77.8259 | 0.9584 | 81.8997 | 4.0738 | W6x7 - 14 | 6 | Light Blue | LBL | 0 |  | 1.01-009 | 0.19% | -0.05% | 8 |  | 3 | 75.8997 | 78.8997
1.01 | 1.01-S3.R004 | 1.01-S3.R004.G | 1.01-S3.R004.G-DBL | 2995299.3272 | 13696422.0995 | Interior Motor |  |  |  | 77.8088 | 77.8088 | 0.9718 | 81.8488 | 4.04 | W6x10.4 - 14 | 6 | Dark Blue | DBL | 0 |  | 1.01-009 | 0.19% | -0.05% | 8 |  | 3.25 | 75.8488 | 78.5988
1.01 | 1.01-S3.R004 | 1.01-S3.R004.H | 1.01-S3.R004.H-YEL | 2995299.3272 | 13696395.3259 | Interior Array |  |  |  | 77.8058 | 77.8058 | 0.9713 | 81.7978 | 3.992 | W6x7 - 13 | 6 | Yellow | YEL | 0 |  | 1.01-009 | 0.19% | -0.05% | 8 |  | 3 | 75.7978 | 78.7978
1.01 | 1.01-S3.R004 | 1.01-S3.R004.I | 1.01-S3.R004.I-YEL | 2995299.3272 | 13696367.8476 | Interior Array |  |  |  | 77.7246 | 77.7246 | 1.0492 | 81.7455 | 4.0209 | W6x7 - 13 | 6 | Yellow | YEL | 0 |  | 1.01-009 | 0.19% | -0.05% | 8 |  | 3 | 75.7455 | 78.7455
1.01 | 1.01-S3.R004 | 1.01-S3.R004.J | 1.01-S3.R004.J-LBL | 2995299.3272 | 13696340.369 | Interior Array |  |  |  | 77.6478 | 77.6478 | 1.1243 | 81.6932 | 4.0454 | W6x7 - 14 | 6 | Light Blue | LBL | 0 |  | 1.01-009 | 0.19% | -0.05% | 8 |  | 3 | 75.6932 | 78.6932
1.01 | 1.01-S3.R004 | 1.01-S3.R004.K | 1.01-S3.R004.K-LGR | 2995299.3272 | 13696312.8907 | Interior Edge Array |  |  |  | 77.5221 | 77.5221 | 1.2489 | 81.6408 | 4.1187 | W6x8.5 - 15 | 4.5 | Light Green | LGR | 0 |  | 1.01-009 | 0.19% | -0.05% | 8 |  | 3 | 77.1408 | 78.6408
1.01 | 1.01-S3.R004 | 1.01-S3.R004.L | 1.01-S3.R004.L-LBL | 2995299.3272 | 13696288.7785 | Interior Array |  |  |  | 77.4419 | 77.4419 | 1.329 | 81.5949 | 4.153 | W6x7 - 14 | 6 | Light Blue | LBL | 0 |  | 1.01-009 | 0.19% | -0.05% | 8 |  | 3 | 75.5949 | 78.5949
1.01 | 1.01-S3.R005 | 1.01-S3.R005.A | 1.01-S3.R005.A-LBL | 2995319.3271 | 13696579.5325 | Interior Array |  |  |  | 78.0235 | 78.0235 | 0.7802 | 82.1385 | 4.115 | W6x7 - 14 | 6 | Light Blue | LBL | 0 |  | 1.01-009 | 0.19% | -0.05% | 8 |  | 3 | 76.1385 | 79.1385
1.01 | 1.01-S3.R005 | 1.01-S3.R005.B | 1.01-S3.R005.B-LBL | 2995319.3271 | 13696558.7865 | Interior Array |  |  |  | 77.9715 | 77.9715 | 0.8245 | 82.099 | 4.1275 | W6x7 - 14 | 6 | Light Blue | LBL | 0 |  | 1.01-009 | 0.19% | -0.05% | 8 |  | 3 | 76.099 | 79.099
1.01 | 1.01-S3.R005 | 1.01-S3.R005.C | 1.01-S3.R005.C-LBL | 2995319.3271 | 13696531.3082 | Interior Array |  |  |  | 77.9366 | 77.9366 | 0.8534 | 82.0467 | 4.1101 | W6x7 - 14 | 6 | Light Blue | LBL | 0 |  | 1.01-009 | 0.19% | -0.05% | 8 |  | 3 | 76.0467 | 79.0467
1.01 | 1.01-S3.R005 | 1.01-S3.R005.D | 1.01-S3.R005.D-LBL | 2995319.3271 | 13696503.8296 | Interior Array |  |  |  | 77.8275 | 77.8275 | 0.9567 | 81.9944 | 4.1669 | W6x7 - 14 | 6 | Light Blue | LBL | 0 |  | 1.01-009 | 0.19% | -0.05% | 8 |  | 3 | 75.9944 | 78.9944
1.01 | 1.01-S3.R005 | 1.01-S3.R005.E | 1.01-S3.R005.E-LBL | 2995319.3271 | 13696476.3513 | Interior Array |  |  |  | 77.8416 | 77.8416 | 0.9382 | 81.9421 | 4.1005 | W6x7 - 14 | 6 | Light Blue | LBL | 0 |  | 1.01-009 | 0.19% | -0.05% | 8 |  | 3 | 75.9421 | 78.9421
1.01 | 1.01-S3.R005 | 1.01-S3.R005.F | 1.01-S3.R005.F-LBL | 2995319.3271 | 13696448.873 | Interior Array |  |  |  | 77.8035 | 77.8035 | 0.9726 | 81.8897 | 4.0862 | W6x7 - 14 | 6 | Light Blue | LBL | 0 |  | 1.01-009 | 0.19% | -0.05% | 8 |  | 3 | 75.8897 | 78.8897
1.01 | 1.01-S3.R005 | 1.01-S3.R005.G | 1.01-S3.R005.G-DBL | 2995319.3271 | 13696422.0995 | Interior Motor |  |  |  | 77.8458 | 77.8458 | 0.9268 | 81.8388 | 3.993 | W6x10.4 - 14 | 6 | Dark Blue | DBL | 0 |  | 1.01-009 | 0.19% | -0.05% | 8 |  | 3.25 | 75.8388 | 78.5888
1.01 | 1.01-S3.R005 | 1.01-S3.R005.H | 1.01-S3.R005.H-YEL | 2995319.3271 | 13696395.3259 | Interior Array |  |  |  | 77.8603 | 77.8603 | 0.9091 | 81.7878 | 3.9275 | W6x7 - 13 | 6 | Yellow | YEL | 0 |  | 1.01-009 | 0.19% | -0.05% | 8 |  | 3 | 75.7878 | 78.7878
1.01 | 1.01-S3.R005 | 1.01-S3.R005.I | 1.01-S3.R005.I-LBL | 2995319.3271 | 13696367.8476 | Interior Array |  |  |  | 77.6664 | 77.6664 | 1.0998 | 81.7355 | 4.0691 | W6x7 - 14 | 6 | Light Blue | LBL | 0 |  | 1.01-009 | 0.19% | -0.05% | 8 |  | 3 | 75.7355 | 78.7355
1.01 | 1.01-S3.R005 | 1.01-S3.R005.J | 1.01-S3.R005.J-LBL | 2995319.3271 | 13696340.369 | Interior Array |  |  |  | 77.4891 | 77.4891 | 1.2754 | 81.6832 | 4.1941 | W6x7 - 14 | 6 | Light Blue | LBL | 0 |  | 1.01-009 | 0.19% | -0.05% | 8 |  | 3 | 75.6832 | 78.6832
1.01 | 1.01-S3.R005 | 1.01-S3.R005.K | 1.01-S3.R005.K-LGR | 2995319.3271 | 13696312.8907 | Interior Edge Array |  |  |  | 77.4991 | 77.4991 | 1.2643 | 81.6308 | 4.1317 | W6x8.5 - 15 | 4.5 | Light Green | LGR | 0 |  | 1.01-009 | 0.19% | -0.05% | 8 |  | 3 | 77.1308 | 78.6308
1.01 | 1.01-S3.R005 | 1.01-S3.R005.L | 1.01-S3.R005.L-LBL | 2995319.3271 | 13696288.7785 | Interior Array |  |  |  | 77.3951 | 77.3951 | 1.3682 | 81.5849 | 4.1898 | W6x7 - 14 | 6 | Light Blue | LBL | 0 |  | 1.01-009 | 0.19% | -0.05% | 8 |  | 3 | 75.5849 | 78.5849
1.01 | 1.01-S3.R006 | 1.01-S3.R006.A | 1.01-S3.R006.A-LBL | 2995339.3271 | 13696579.5325 | Interior Array |  |  |  | 77.9616 | 77.9616 | 0.8339 | 82.1285 | 4.1669 | W6x7 - 14 | 6 | Light Blue | LBL | 0 |  | 1.01-009 | 0.19% | -0.05% | 8 |  | 3 | 76.1285 | 79.1285
1.01 | 1.01-S3.R006 | 1.01-S3.R006.B | 1.01-S3.R006.B-LBL | 2995339.3271 | 13696558.7865 | Interior Array |  |  |  | 77.9262 | 77.9262 | 0.8622 | 82.089 | 4.1628 | W6x7 - 14 | 6 | Light Blue | LBL | 0 |  | 1.01-009 | 0.19% | -0.05% | 8 |  | 3 | 76.089 | 79.089
1.01 | 1.01-S3.R006 | 1.01-S3.R006.C | 1.01-S3.R006.C-LBL | 2995339.3271 | 13696531.3082 | Interior Array |  |  |  | 77.8581 | 77.8581 | 0.9243 | 82.0367 | 4.1786 | W6x7 - 14 | 6 | Light Blue | LBL | 0 |  | 1.01-009 | 0.19% | -0.05% | 8 |  | 3 | 76.0367 | 79.0367
1.01 | 1.01-S3.R006 | 1.01-S3.R006.D | 1.01-S3.R006.D-LBL | 2995339.3271 | 13696503.8296 | Interior Array |  |  |  | 77.7911 | 77.7911 | 0.9855 | 81.9844 | 4.1933 | W6x7 - 14 | 6 | Light Blue | LBL | 0 |  | 1.01-009 | 0.19% | -0.05% | 8 |  | 3 | 75.9844 | 78.9844
1.01 | 1.01-S3.R006 | 1.01-S3.R006.E | 1.01-S3.R006.E-YEL | 2995339.3271 | 13696476.3513 | Interior Array |  |  |  | 78.0273 | 78.0273 | 0.7443 | 81.9321 | 3.9048 | W6x7 - 13 | 6 | Yellow | YEL | 0 |  | 1.01-009 | 0.19% | -0.05% | 8 |  | 3 | 75.9321 | 78.9321
1.01 | 1.01-S3.R006 | 1.01-S3.R006.F | 1.01-S3.R006.F-LBL | 2995339.3271 | 13696448.873 | Interior Array |  |  |  | 77.8122 | 77.8122 | 0.9555 | 81.8797 | 4.0675 | W6x7 - 14 | 6 | Light Blue | LBL | 0 |  | 1.01-009 | 0.19% | -0.05% | 8 |  | 3 | 75.8797 | 78.8797
1.01 | 1.01-S3.R006 | 1.01-S3.R006.G | 1.01-S3.R006.G-DBL | 2995339.3271 | 13696422.0995 | Interior Motor |  |  |  | 77.9267 | 77.9267 | 0.8378 | 81.8288 | 3.9021 | W6x10.4 - 14 | 6 | Dark Blue | DBL | 0 |  | 1.01-009 | 0.19% | -0.05% | 8 |  | 3.25 | 75.8288 | 78.5788
1.01 | 1.01-S3.R006 | 1.01-S3.R006.H | 1.01-S3.R006.H-LBL | 2995339.3271 | 13696395.3259 | Interior Array |  |  |  | 77.5305 | 77.5305 | 1.2309 | 81.7778 | 4.2473 | W6x7 - 14 | 6 | Light Blue | LBL | 0 |  | 1.01-009 | 0.19% | -0.05% | 8 |  | 3 | 75.7778 | 78.7778
1.01 | 1.01-S3.R006 | 1.01-S3.R006.I | 1.01-S3.R006.I-LBL | 2995339.3271 | 13696367.8476 | Interior Array |  |  |  | 77.6345 | 77.6345 | 1.1241 | 81.7255 | 4.091 | W6x7 - 14 | 6 | Light Blue | LBL | 0 |  | 1.01-009 | 0.19% | -0.05% | 8 |  | 3 | 75.7255 | 78.7255
1.01 | 1.01-S3.R006 | 1.01-S3.R006.J | 1.01-S3.R006.J-LBL | 2995339.3271 | 13696340.369 | Interior Array |  |  |  | 77.4759 | 77.4759 | 1.281 | 81.6732 | 4.1973 | W6x7 - 14 | 6 | Light Blue | LBL | 0 |  | 1.01-009 | 0.19% | -0.05% | 8 |  | 3 | 75.6732 | 78.6732
1.01 | 1.01-S3.R006 | 1.01-S3.R006.K | 1.01-S3.R006.K-LGR | 2995339.3271 | 13696312.8907 | Interior Edge Array |  |  |  | 77.4619 | 77.4619 | 1.2939 | 81.6208 | 4.1589 | W6x8.5 - 15 | 4.5 | Light Green | LGR | 0 |  | 1.01-009 | 0.19% | -0.05% | 8 |  | 3 | 77.1208 | 78.6208
1.01 | 1.01-S3.R006 | 1.01-S3.R006.L | 1.01-S3.R006.L-LBL | 2995339.3271 | 13696288.7785 | Interior Array |  |  |  | 77.3349 | 77.3349 | 1.4208 | 81.5749 | 4.24 | W6x7 - 14 | 6 | Light Blue | LBL | 0 |  | 1.01-009 | 0.19% | -0.05% | 8 |  | 3 | 75.5749 | 78.5749
1.01 | 1.01-S3.R007 | 1.01-S3.R007.A | 1.01-S3.R007.A-LBL | 2995359.327 | 13696579.5325 | Interior Array |  |  |  | 78.0789 | 78.0789 | 0.7064 | 82.1185 | 4.0396 | W6x7 - 14 | 6 | Light Blue | LBL | 0 |  | 1.01-009 | 0.19% | -0.05% | 8 |  | 3 | 76.1185 | 79.1185
1.01 | 1.01-S3.R007 | 1.01-S3.R007.B | 1.01-S3.R007.B-LBL | 2995359.327 | 13696558.7865 | Interior Array |  |  |  | 77.9499 | 77.9499 | 0.8289 | 82.079 | 4.1291 | W6x7 - 14 | 6 | Light Blue | LBL | 0 |  | 1.01-009 | 0.19% | -0.05% | 8 |  | 3 | 76.079 | 79.079
1.01 | 1.01-S3.R007 | 1.01-S3.R007.C | 1.01-S3.R007.C-LBL | 2995359.327 | 13696531.3082 | Interior Array |  |  |  | 77.9857 | 77.9857 | 0.7872 | 82.0267 | 4.041 | W6x7 - 14 | 6 | Light Blue | LBL | 0 |  | 1.01-009 | 0.19% | -0.05% | 8 |  | 3 | 76.0267 | 79.0267
1.01 | 1.01-S3.R007 | 1.01-S3.R007.D | 1.01-S3.R007.D-YEL | 2995359.327 | 13696503.8296 | Interior Array |  |  |  | 78.0446 | 78.0446 | 0.7229 | 81.9744 | 3.9298 | W6x7 - 13 | 6 | Yellow | YEL | 0 |  | 1.01-009 | 0.19% | -0.05% | 8 |  | 3 | 75.9744 | 78.9744
1.01 | 1.01-S3.R007 | 1.01-S3.R007.E | 1.01-S3.R007.E-LBL | 2995359.327 | 13696476.3513 | Interior Array |  |  |  | 77.8069 | 77.8069 | 0.9559 | 81.9221 | 4.1152 | W6x7 - 14 | 6 | Light Blue | LBL | 0 |  | 1.01-009 | 0.19% | -0.05% | 8 |  | 3 | 75.9221 | 78.9221
1.01 | 1.01-S3.R007 | 1.01-S3.R007.F | 1.01-S3.R007.F-LBL | 2995359.327 | 13696448.873 | Interior Array |  |  |  | 77.7958 | 77.7958 | 0.9633 | 81.8697 | 4.0739 | W6x7 - 14 | 6 | Light Blue | LBL | 0 |  | 1.01-009 | 0.19% | -0.05% | 8 |  | 3 | 75.8697 | 78.8697
1.01 | 1.01-S3.R007 | 1.01-S3.R007.G | 1.01-S3.R007.G-DBL | 2995359.327 | 13696422.0995 | Interior Motor |  |  |  | 77.8467 | 77.8467 | 0.9092 | 81.8188 | 3.9721 | W6x10.4 - 14 | 6 | Dark Blue | DBL | 0 |  | 1.01-009 | 0.19% | -0.05% | 8 |  | 3.25 | 75.8188 | 78.5688
1.01 | 1.01-S3.R007 | 1.01-S3.R007.H | 1.01-S3.R007.H-LBL | 2995359.327 | 13696395.3259 | Interior Array |  |  |  | 77.5161 | 77.5161 | 1.2375 | 81.7678 | 4.2517 | W6x7 - 14 | 6 | Light Blue | LBL | 0 |  | 1.01-009 | 0.19% | -0.05% | 8 |  | 3 | 75.7678 | 78.7678
1.01 | 1.01-S3.R007 | 1.01-S3.R007.I | 1.01-S3.R007.I-LBL | 2995359.327 | 13696367.8476 | Interior Array |  |  |  | 77.496 | 77.496 | 1.2549 | 81.7155 | 4.2195 | W6x7 - 14 | 6 | Light Blue | LBL | 0 |  | 1.01-009 | 0.19% | -0.05% | 8 |  | 3 | 75.7155 | 78.7155
1.01 | 1.01-S3.R007 | 1.01-S3.R007.J | 1.01-S3.R007.J-LBL | 2995359.327 | 13696340.369 | Interior Array |  |  |  | 77.4599 | 77.4599 | 1.2898 | 81.6632 | 4.2033 | W6x7 - 14 | 6 | Light Blue | LBL | 0 |  | 1.01-009 | 0.19% | -0.05% | 8 |  | 3 | 75.6632 | 78.6632
1.01 | 1.01-S3.R007 | 1.01-S3.R007.K | 1.01-S3.R007.K-LGR | 2995359.327 | 13696312.8907 | Interior Edge Array |  |  |  | 77.5849 | 77.5849 | 1.1637 | 81.6108 | 4.0259 | W6x8.5 - 15 | 4.5 | Light Green | LGR | 0 |  | 1.01-009 | 0.19% | -0.05% | 8 |  | 3 | 77.1108 | 78.6108
1.01 | 1.01-S3.R007 | 1.01-S3.R007.L | 1.01-S3.R007.L-LBL | 2995359.327 | 13696288.7785 | Interior Array |  |  |  | 77.2498 | 77.2498 | 1.4987 | 81.5649 | 4.3151 | W6x7 - 14 | 6 | Light Blue | LBL | 0 |  | 1.01-009 | 0.19% | -0.05% | 8 |  | 3 | 75.5649 | 78.5649
1.01 | 1.01-S3.R008 | 1.01-S3.R008.A | 1.01-S3.R008.A-LBL | 2995379.3273 | 13696579.5325 | Interior Array |  |  |  | 78.019 | 78.019 | 0.7547 | 82.1085 | 4.0895 | W6x7 - 14 | 6 | Light Blue | LBL | 0 |  | 1.01-009 | 0.19% | -0.05% | 8 |  | 3 | 76.1085 | 79.1085
1.01 | 1.01-S3.R008 | 1.01-S3.R008.B | 1.01-S3.R008.B-LBL | 2995379.3273 | 13696558.7865 | Interior Array |  |  |  | 78.0053 | 78.0053 | 0.7619 | 82.069 | 4.0637 | W6x7 - 14 | 6 | Light Blue | LBL | 0 |  | 1.01-009 | 0.19% | -0.05% | 8 |  | 3 | 76.069 | 79.069
1.01 | 1.01-S3.R008 | 1.01-S3.R008.C | 1.01-S3.R008.C-YEL | 2995379.3273 | 13696531.3082 | Interior Array |  |  |  | 78.0897 | 78.0897 | 0.672 | 82.0167 | 3.927 | W6x7 - 13 | 6 | Yellow | YEL | 0 |  | 1.01-009 | 0.19% | -0.05% | 8 |  | 3 | 76.0167 | 79.0167
1.01 | 1.01-S3.R008 | 1.01-S3.R008.D | 1.01-S3.R008.D-YEL | 2995379.3273 | 13696503.8296 | Interior Array |  |  |  | 78.2181 | 78.2181 | 0.5382 | 81.9644 | 3.7463 | W6x7 - 13 | 6 | Yellow | YEL | 0 |  | 1.01-009 | 0.19% | -0.05% | 8 |  | 3 | 75.9644 | 78.9644
1.01 | 1.01-S3.R008 | 1.01-S3.R008.E | 1.01-S3.R008.E-LBL | 2995379.3273 | 13696476.3513 | Interior Array |  |  |  | 77.7657 | 77.7657 | 0.9871 | 81.9121 | 4.1464 | W6x7 - 14 | 6 | Light Blue | LBL | 0 |  | 1.01-009 | 0.19% | -0.05% | 8 |  | 3 | 75.9121 | 78.9121
1.01 | 1.01-S3.R008 | 1.01-S3.R008.F | 1.01-S3.R008.F-YEL | 2995379.3273 | 13696448.873 | Interior Array |  |  |  | 77.8894 | 77.8894 | 0.8598 | 81.8597 | 3.9703 | W6x7 - 13 | 6 | Yellow | YEL | 0 |  | 1.01-009 | 0.19% | -0.05% | 8 |  | 3 | 75.8597 | 78.8597
1.01 | 1.01-S3.R008 | 1.01-S3.R008.G | 1.01-S3.R008.G-DBL | 2995379.3273 | 13696422.0995 | Interior Motor |  |  |  | 77.7612 | 77.7612 | 0.9859 | 81.8088 | 4.0476 | W6x10.4 - 14 | 6 | Dark Blue | DBL | 0 |  | 1.01-009 | 0.19% | -0.05% | 8 |  | 3.25 | 75.8088 | 78.5588
1.01 | 1.01-S3.R008 | 1.01-S3.R008.H | 1.01-S3.R008.H-LBL | 2995379.3273 | 13696395.3259 | Interior Array |  |  |  | 77.5362 | 77.5362 | 1.2089 | 81.7578 | 4.2216 | W6x7 - 14 | 6 | Light Blue | LBL | 0 |  | 1.01-009 | 0.19% | -0.05% | 8 |  | 3 | 75.7578 | 78.7578
1.01 | 1.01-S3.R008 | 1.01-S3.R008.I | 1.01-S3.R008.I-LBL | 2995379.3273 | 13696367.8476 | Interior Array |  |  |  | 77.4487 | 77.4487 | 1.2946 | 81.7055 | 4.2568 | W6x7 - 14 | 6 | Light Blue | LBL | 0 |  | 1.01-009 | 0.19% | -0.05% | 8 |  | 3 | 75.7055 | 78.7055
1.01 | 1.01-S3.R008 | 1.01-S3.R008.J | 1.01-S3.R008.J-LBL | 2995379.3273 | 13696340.369 | Interior Array |  |  |  | 77.4375 | 77.4375 | 1.305 | 81.6532 | 4.2157 | W6x7 - 14 | 6 | Light Blue | LBL | 0 |  | 1.01-009 | 0.19% | -0.05% | 8 |  | 3 | 75.6532 | 78.6532
1.01 | 1.01-S3.R008 | 1.01-S3.R008.K | 1.01-S3.R008.K-LGR | 2995379.3273 | 13696312.8907 | Interior Edge Array |  |  |  | 77.3879 | 77.3879 | 1.3539 | 81.6008 | 4.2129 | W6x8.5 - 15 | 4.5 | Light Green | LGR | 0 |  | 1.01-009 | 0.19% | -0.05% | 8 |  | 3 | 77.1008 | 78.6008
1.01 | 1.01-S3.R008 | 1.01-S3.R008.L | 1.01-S3.R008.L-LBL | 2995379.3273 | 13696288.7785 | Interior Array |  |  |  | 77.1309 | 77.1309 | 1.6108 | 81.5549 | 4.424 | W6x7 - 14 | 6 | Light Blue | LBL | 0 |  | 1.01-009 | 0.19% | -0.05% | 8 |  | 3 | 75.5549 | 78.5549
1.01 | 1.01-S3.R009 | 1.01-S3.R009.A | 1.01-S3.R009.A-YEL | 2995399.3273 | 13696579.5325 | Interior Array |  |  |  | 78.1612 | 78.1612 | 0.6004 | 82.1622 | 4.001 | W6x7 - 13 | 5.92 | Yellow | YEL | 0 |  | 1.01-010 | 0.19% | -0.37% | 2 | N/S | 3.75 | 76.2422 | 78.4122
1.01 | 1.01-S3.R009 | 1.01-S3.R009.B | 1.01-S3.R009.B-LBL | 2995399.3273 | 13696558.7865 | Interior Array |  |  |  | 78.0122 | 78.0122 | 0.7434 | 82.1227 | 4.1105 | W6x7 - 14 | 5.92 | Light Blue | LBL | 0 |  | 1.01-010 | 0.19% | -0.37% | 2 | N/S | 3.75 | 76.2027 | 78.3727
1.01 | 1.01-S3.R009 | 1.01-S3.R009.C | 1.01-S3.R009.C-LBL | 2995399.3273 | 13696531.3082 | Interior Array |  |  |  | 77.9719 | 77.9719 | 0.7782 | 82.0704 | 4.0985 | W6x7 - 14 | 5.92 | Light Blue | LBL | 0 |  | 1.01-010 | 0.19% | -0.37% | 2 | N/S | 3.75 | 76.1504 | 78.3204
1.01 | 1.01-S3.R009 | 1.01-S3.R009.D | 1.01-S3.R009.D-LBL | 2995399.3273 | 13696503.8296 | Interior Array |  |  |  | 77.9514 | 77.9514 | 0.7937 | 82.0181 | 4.0667 | W6x7 - 14 | 5.92 | Light Blue | LBL | 0 |  | 1.01-010 | 0.19% | -0.37% | 2 | N/S | 3.75 | 76.0981 | 78.2681
1.01 | 1.01-S3.R009 | 1.01-S3.R009.E | 1.01-S3.R009.E-LBL | 2995399.3273 | 13696476.3513 | Interior Array |  |  |  | 77.7794 | 77.7794 | 0.9624 | 81.9658 | 4.1864 | W6x7 - 14 | 5.92 | Light Blue | LBL | 0 |  | 1.01-010 | 0.19% | -0.37% | 2 | N/S | 3.75 | 76.0458 | 78.2158
1.01 | 1.01-S3.R009 | 1.01-S3.R009.F | 1.01-S3.R009.F-YEL | 2995399.3273 | 13696448.873 | Interior Array |  |  |  | 77.9005 | 77.9005 | 0.8387 | 81.9134 | 4.0129 | W6x7 - 13 | 5.92 | Yellow | YEL | 0 |  | 1.01-010 | 0.19% | -0.37% | 2 | N/S | 3.75 | 75.9934 | 78.1634
1.01 | 1.01-S3.R009 | 1.01-S3.R009.G | 1.01-S3.R009.G-PNK | 2995399.3273 | 13696422.0995 | Interior Motor |  |  |  | 77.6447 | 77.6447 | 1.0929 | 81.8625 | 4.2178 | W6x10.4 - 15.5 | 6 | Pink | PNK | 0 |  | 1.01-010 | 0.19% | -0.37% | 2 |  | 3.25 | 75.8625 | 78.6125
1.01 | 1.01-S3.R009 | 1.01-S3.R009.H | 1.01-S3.R009.H-LBL | 2995399.3273 | 13696395.3259 | Interior Array |  |  |  | 77.6014 | 77.6014 | 1.1349 | 81.8115 | 4.2101 | W6x7 - 14 | 5.92 | Light Blue | LBL | 0 |  | 1.01-010 | 0.19% | -0.37% | 2 | N/S | 3.75 | 75.8915 | 78.0615
1.01 | 1.01-S3.R009 | 1.01-S3.R009.I | 1.01-S3.R009.I-LBL | 2995399.3273 | 13696367.8476 | Interior Array |  |  |  | 77.5689 | 77.5689 | 1.1663 | 81.7592 | 4.1903 | W6x7 - 14 | 5.92 | Light Blue | LBL | 0 |  | 1.01-010 | 0.19% | -0.37% | 2 | N/S | 3.75 | 75.8392 | 78.0092
1.01 | 1.01-S3.R009 | 1.01-S3.R009.J | 1.01-S3.R009.J-LBL | 2995399.3273 | 13696340.369 | Interior Array |  |  |  | 77.4133 | 77.4133 | 1.3215 | 81.7069 | 4.2936 | W6x7 - 14 | 5.92 | Light Blue | LBL | 0 |  | 1.01-010 | 0.19% | -0.37% | 2 | N/S | 3.75 | 75.7869 | 77.9569
1.01 | 1.01-S3.R009 | 1.01-S3.R009.K | 1.01-S3.R009.K-BLK | 2995399.3273 | 13696312.8907 | Interior Edge Array |  |  |  | 77.1577 | 77.1577 | 1.5771 | 81.6545 | 4.4968 | W6x10.4 - 15.5 | 5.58 | Black | BLK | 0 |  | 1.01-010 | 0.19% | -0.37% | 2 | N/S | 3.75 | 76.0745 | 77.9045
1.01 | 1.01-S3.R009 | 1.01-S3.R009.L | 1.01-S3.R009.L-LBL | 2995399.3273 | 13696288.7785 | Interior Array |  |  |  | 77.3085 | 77.3085 | 1.4263 | 81.6086 | 4.3001 | W6x7 - 14 | 5.92 | Light Blue | LBL | 0 |  | 1.01-010 | 0.19% | -0.37% | 2 | N/S | 3.75 | 75.6886 | 77.8586
1.01 | 1.01-S3.R010 | 1.01-S3.R010.A | 1.01-S3.R010.A-YEL | 2995419.3273 | 13696579.5325 | Interior Array |  |  |  | 78.059 | 78.059 | 0.6886 | 82.0885 | 4.0295 | W6x7 - 13 | 5.92 | Yellow | YEL | 0 |  | 1.01-010 | 0.19% | -0.37% | 2 | N/S | 3.75 | 76.1685 | 78.3385
1.01 | 1.01-S3.R010 | 1.01-S3.R010.B | 1.01-S3.R010.B-LBL | 2995419.3273 | 13696558.7865 | Interior Array |  |  |  | 77.9834 | 77.9834 | 0.7582 | 82.049 | 4.0656 | W6x7 - 14 | 5.92 | Light Blue | LBL | 0 |  | 1.01-010 | 0.19% | -0.37% | 2 | N/S | 3.75 | 76.129 | 78.299
1.01 | 1.01-S3.R010 | 1.01-S3.R010.C | 1.01-S3.R010.C-YEL | 2995419.3273 | 13696531.3082 | Interior Array |  |  |  | 77.957 | 77.957 | 0.7811 | 81.9967 | 4.0397 | W6x7 - 13 | 5.92 | Yellow | YEL | 0 |  | 1.01-010 | 0.19% | -0.37% | 2 | N/S | 3.75 | 76.0767 | 78.2467
1.01 | 1.01-S3.R010 | 1.01-S3.R010.D | 1.01-S3.R010.D-LBL | 2995419.3273 | 13696503.8296 | Interior Array |  |  |  | 77.7606 | 77.7606 | 0.9728 | 81.9444 | 4.1838 | W6x7 - 14 | 5.92 | Light Blue | LBL | 0 |  | 1.01-010 | 0.19% | -0.37% | 2 | N/S | 3.75 | 76.0244 | 78.1944
1.01 | 1.01-S3.R010 | 1.01-S3.R010.E | 1.01-S3.R010.E-LBL | 2995419.3273 | 13696476.3513 | Interior Array |  |  |  | 77.6151 | 77.6151 | 1.1159 | 81.8921 | 4.277 | W6x7 - 14 | 5.92 | Light Blue | LBL | 0 |  | 1.01-010 | 0.19% | -0.37% | 2 | N/S | 3.75 | 75.9721 | 78.1421
1.01 | 1.01-S3.R010 | 1.01-S3.R010.F | 1.01-S3.R010.F-LBL | 2995419.3273 | 13696448.873 | Interior Array |  |  |  | 77.6414 | 77.6414 | 1.0872 | 81.8397 | 4.1983 | W6x7 - 14 | 5.92 | Light Blue | LBL | 0 |  | 1.01-010 | 0.19% | -0.37% | 2 | N/S | 3.75 | 75.9197 | 78.0897
1.01 | 1.01-S3.R010 | 1.01-S3.R010.G | 1.01-S3.R010.G-DBL | 2995419.3273 | 13696422.0995 | Interior Motor |  |  |  | 77.7956 | 77.7956 | 0.9316 | 81.7888 | 3.9932 | W6x10.4 - 14 | 6 | Dark Blue | DBL | 0 |  | 1.01-010 | 0.19% | -0.37% | 2 |  | 3.25 | 75.7888 | 78.5388
1.01 | 1.01-S3.R010 | 1.01-S3.R010.H | 1.01-S3.R010.H-LBL | 2995419.3273 | 13696395.3259 | Interior Array |  |  |  | 77.6865 | 77.6865 | 1.0399 | 81.7378 | 4.0513 | W6x7 - 14 | 5.92 | Light Blue | LBL | 0 |  | 1.01-010 | 0.19% | -0.37% | 2 | N/S | 3.75 | 75.8178 | 77.9878
1.01 | 1.01-S3.R010 | 1.01-S3.R010.I | 1.01-S3.R010.I-LBL | 2995419.3273 | 13696367.8476 | Interior Array |  |  |  | 77.6294 | 77.6294 | 1.0962 | 81.6855 | 4.0561 | W6x7 - 14 | 5.92 | Light Blue | LBL | 0 |  | 1.01-010 | 0.19% | -0.37% | 2 | N/S | 3.75 | 75.7655 | 77.9355
1.01 | 1.01-S3.R010 | 1.01-S3.R010.J | 1.01-S3.R010.J-LBL | 2995419.3273 | 13696340.369 | Interior Array |  |  |  | 77.1385 | 77.1385 | 1.5871 | 81.6332 | 4.4947 | W6x7 - 14 | 5.92 | Light Blue | LBL | 0 |  | 1.01-010 | 0.19% | -0.37% | 2 | N/S | 3.75 | 75.7132 | 77.8832
1.01 | 1.01-S3.R010 | 1.01-S3.R010.K | 1.01-S3.R010.K-LGR | 2995419.3273 | 13696312.8907 | Interior Edge Array |  |  |  | 77.4061 | 77.4061 | 1.3195 | 81.5808 | 4.1747 | W6x8.5 - 15 | 4.5 | Light Green | LGR | 0 |  | 1.01-010 | 0.19% | -0.37% | 2 | N/S | 3.75 | 77.0808 | 77.8308
1.01 | 1.01-S3.R010 | 1.01-S3.R010.L | 1.01-S3.R010.L-LBL | 2995419.3273 | 13696288.7785 | Interior Array |  |  |  | 77.5087 | 77.5087 | 1.2169 | 81.5349 | 4.0262 | W6x7 - 14 | 5.92 | Light Blue | LBL | 0 |  | 1.01-010 | 0.19% | -0.37% | 2 | N/S | 3.75 | 75.6149 | 77.7849
1.01 | 1.01-S3.R011 | 1.01-S3.R011.A | 1.01-S3.R011.A-LBL | 2995439.3272 | 13696579.5325 | Interior Array |  |  |  | 77.9391 | 77.9391 | 0.7933 | 82.0785 | 4.1394 | W6x7 - 14 | 6 | Light Blue | LBL | 0 |  | 1.01-011 | 0.19% | -0.05% | 19 |  | 3 | 76.0785 | 79.0785
1.01 | 1.01-S3.R011 | 1.01-S3.R011.B | 1.01-S3.R011.B-LBL | 2995439.3272 | 13696558.7865 | Interior Array |  |  |  | 77.8713 | 77.8713 | 0.8563 | 82.039 | 4.1677 | W6x7 - 14 | 6 | Light Blue | LBL | 0 |  | 1.01-011 | 0.19% | -0.05% | 19 |  | 3 | 76.039 | 79.039
1.01 | 1.01-S3.R011 | 1.01-S3.R011.C | 1.01-S3.R011.C-LBL | 2995439.3272 | 13696531.3082 | Interior Array |  |  |  | 77.8159 | 77.8159 | 0.909 | 81.9867 | 4.1708 | W6x7 - 14 | 6 | Light Blue | LBL | 0 |  | 1.01-011 | 0.19% | -0.05% | 19 |  | 3 | 75.9867 | 78.9867
1.01 | 1.01-S3.R011 | 1.01-S3.R011.D | 1.01-S3.R011.D-LBL | 2995439.3272 | 13696503.8296 | Interior Array |  |  |  | 77.5902 | 77.5902 | 1.1312 | 81.9344 | 4.3442 | W6x7 - 14 | 6 | Light Blue | LBL | 0 |  | 1.01-011 | 0.19% | -0.05% | 19 |  | 3 | 75.9344 | 78.9344
1.01 | 1.01-S3.R011 | 1.01-S3.R011.E | 1.01-S3.R011.E-LBL | 2995439.3272 | 13696476.3513 | Interior Array |  |  |  | 77.8398 | 77.8398 | 0.88 | 81.8821 | 4.0423 | W6x7 - 14 | 6 | Light Blue | LBL | 0 |  | 1.01-011 | 0.19% | -0.05% | 19 |  | 3 | 75.8821 | 78.8821
1.01 | 1.01-S3.R011 | 1.01-S3.R011.F | 1.01-S3.R011.F-LBL | 2995439.3272 | 13696448.873 | Interior Array |  |  |  | 77.6777 | 77.6777 | 1.0401 | 81.8297 | 4.152 | W6x7 - 14 | 6 | Light Blue | LBL | 0 |  | 1.01-011 | 0.19% | -0.05% | 19 |  | 3 | 75.8297 | 78.8297
1.01 | 1.01-S3.R011 | 1.01-S3.R011.G | 1.01-S3.R011.G-DBL | 2995439.3272 | 13696422.0995 | Interior Motor |  |  |  | 77.7702 | 77.7702 | 0.9465 | 81.7788 | 4.0086 | W6x10.4 - 14 | 6 | Dark Blue | DBL | 0 |  | 1.01-011 | 0.19% | -0.05% | 19 |  | 3.25 | 75.7788 | 78.5288
1.01 | 1.01-S3.R011 | 1.01-S3.R011.H | 1.01-S3.R011.H-LBL | 2995439.3272 | 13696395.3259 | Interior Array |  |  |  | 77.5864 | 77.5864 | 1.1296 | 81.7278 | 4.1414 | W6x7 - 14 | 5.92 | Light Blue | LBL | 0 |  | 1.01-011 | 0.19% | -0.05% | 19 | N/S | 3.75 | 75.8078 | 77.9778
1.01 | 1.01-S3.R011 | 1.01-S3.R011.I | 1.01-S3.R011.I-LBL | 2995439.3272 | 13696367.8476 | Interior Array |  |  |  | 77.5943 | 77.5943 | 1.1217 | 81.6755 | 4.0812 | W6x7 - 14 | 5.92 | Light Blue | LBL | 0 |  | 1.01-011 | 0.19% | -0.05% | 19 | N/S | 3.75 | 75.7555 | 77.9255
1.01 | 1.01-S3.R011 | 1.01-S3.R011.J | 1.01-S3.R011.J-LBL | 2995439.3272 | 13696340.369 | Interior Array |  |  |  | 77.3577 | 77.3577 | 1.3583 | 81.6232 | 4.2655 | W6x7 - 14 | 5.92 | Light Blue | LBL | 0 |  | 1.01-011 | 0.19% | -0.05% | 19 | N/S | 3.75 | 75.7032 | 77.8732
1.01 | 1.01-S3.R011 | 1.01-S3.R011.K | 1.01-S3.R011.K-LGR | 2995439.3272 | 13696312.8907 | Interior Edge Array |  |  |  | 77.398 | 77.398 | 1.3184 | 81.5708 | 4.1728 | W6x8.5 - 15 | 4.5 | Light Green | LGR | 0 |  | 1.01-011 | 0.19% | -0.05% | 19 | N/S | 3.75 | 77.0708 | 77.8208
1.01 | 1.01-S3.R011 | 1.01-S3.R011.L | 1.01-S3.R011.L-LBL | 2995439.3272 | 13696288.7785 | Interior Array |  |  |  | 77.4132 | 77.4132 | 1.2374 | 81.5249 | 4.1117 | W6x7 - 14 | 5.92 | Light Blue | LBL | 0 |  | 1.01-011 | 0.19% | -0.05% | 19 | N/S | 3.75 | 75.6049 | 77.7749
1.01 | 1.01-S3.R012 | 1.01-S3.R012.A | 1.01-S3.R012.A-LBL | 2995459.3272 | 13696579.5325 | Interior Array |  |  |  | 77.9794 | 77.9794 | 0.7404 | 82.0685 | 4.0891 | W6x7 - 14 | 6 | Light Blue | LBL | 0 |  | 1.01-011 | 0.19% | -0.05% | 19 |  | 3 | 76.0685 | 79.0685
1.01 | 1.01-S3.R012 | 1.01-S3.R012.B | 1.01-S3.R012.B-LBL | 2995459.3272 | 13696558.7865 | Interior Array |  |  |  | 77.852 | 77.852 | 0.8641 | 82.029 | 4.177 | W6x7 - 14 | 6 | Light Blue | LBL | 0 |  | 1.01-011 | 0.19% | -0.05% | 19 |  | 3 | 76.029 | 79.029
1.01 | 1.01-S3.R012 | 1.01-S3.R012.C | 1.01-S3.R012.C-LBL | 2995459.3272 | 13696531.3082 | Interior Array |  |  |  | 77.7821 | 77.7821 | 0.9309 | 81.9767 | 4.1946 | W6x7 - 14 | 6 | Light Blue | LBL | 0 |  | 1.01-011 | 0.19% | -0.05% | 19 |  | 3 | 75.9767 | 78.9767
1.01 | 1.01-S3.R012 | 1.01-S3.R012.D | 1.01-S3.R012.D-LBL | 2995459.3272 | 13696503.8296 | Interior Array |  |  |  | 77.6871 | 77.6871 | 1.023 | 81.9244 | 4.2373 | W6x7 - 14 | 6 | Light Blue | LBL | 0 |  | 1.01-011 | 0.19% | -0.05% | 19 |  | 3 | 75.9244 | 78.9244
1.01 | 1.01-S3.R012 | 1.01-S3.R012.E | 1.01-S3.R012.E-LBL | 2995459.3272 | 13696476.3513 | Interior Array |  |  |  | 77.7525 | 77.7525 | 0.9557 | 81.8721 | 4.1196 | W6x7 - 14 | 6 | Light Blue | LBL | 0 |  | 1.01-011 | 0.19% | -0.05% | 19 |  | 3 | 75.8721 | 78.8721
1.01 | 1.01-S3.R012 | 1.01-S3.R012.F | 1.01-S3.R012.F-LBL | 2995459.3272 | 13696448.873 | Interior Array |  |  |  | 77.6467 | 77.6467 | 1.0597 | 81.8197 | 4.173 | W6x7 - 14 | 6 | Light Blue | LBL | 0 |  | 1.01-011 | 0.19% | -0.05% | 19 |  | 3 | 75.8197 | 78.8197
1.01 | 1.01-S3.R012 | 1.01-S3.R012.G | 1.01-S3.R012.G-DBL | 2995459.3272 | 13696422.0995 | Interior Motor |  |  |  | 77.6273 | 77.6273 | 1.078 | 81.7688 | 4.1415 | W6x10.4 - 14 | 6 | Dark Blue | DBL | 0 |  | 1.01-011 | 0.19% | -0.05% | 19 |  | 3.25 | 75.7688 | 78.5188
1.01 | 1.01-S3.R012 | 1.01-S3.R012.H | 1.01-S3.R012.H-LBL | 2995459.3272 | 13696395.3259 | Interior Array |  |  |  | 77.6716 | 77.6716 | 1.0334 | 81.7178 | 4.0462 | W6x7 - 14 | 6 | Light Blue | LBL | 0 |  | 1.01-011 | 0.19% | -0.05% | 19 |  | 3 | 75.7178 | 78.7178
1.01 | 1.01-S3.R012 | 1.01-S3.R012.I | 1.01-S3.R012.I-LBL | 2995459.3272 | 13696367.8476 | Interior Array |  |  |  | 77.547 | 77.547 | 1.158 | 81.6655 | 4.1185 | W6x7 - 14 | 6 | Light Blue | LBL | 0 |  | 1.01-011 | 0.19% | -0.05% | 19 |  | 3 | 75.6655 | 78.6655
1.01 | 1.01-S3.R012 | 1.01-S3.R012.J | 1.01-S3.R012.J-LBL | 2995459.3272 | 13696340.369 | Interior Array |  |  |  | 77.2912 | 77.2912 | 1.4138 | 81.6132 | 4.322 | W6x7 - 14 | 6 | Light Blue | LBL | 0 |  | 1.01-011 | 0.19% | -0.05% | 19 |  | 3 | 75.6132 | 78.6132
1.01 | 1.01-S3.R012 | 1.01-S3.R012.K | 1.01-S3.R012.K-LBL | 2995459.3272 | 13696312.8907 | Interior Array |  |  |  | 77.3778 | 77.3778 | 1.3277 | 81.5608 | 4.183 | W6x7 - 14 | 6 | Light Blue | LBL | 0 |  | 1.01-011 | 0.19% | -0.05% | 19 |  | 3 | 75.5608 | 78.5608
1.01 | 1.01-S3.R012 | 1.01-S3.R012.L | 1.01-S3.R012.L-LBL | 2995459.3272 | 13696288.7785 | Interior Array |  |  |  | 77.4217 | 77.4217 | 1.2837 | 81.5149 | 4.0932 | W6x7 - 14 | 6 | Light Blue | LBL | 0 |  | 1.01-011 | 0.19% | -0.05% | 19 |  | 3 | 75.5149 | 78.5149
1.01 | 1.01-S3.R013 | 1.01-S3.R013.A | 1.01-S3.R013.A-LBL | 2995479.3271 | 13696579.5325 | Interior Array |  |  |  | 77.9053 | 77.9053 | 0.8053 | 82.0585 | 4.1532 | W6x7 - 14 | 6 | Light Blue | LBL | 0 |  | 1.01-011 | 0.19% | -0.05% | 19 |  | 3 | 76.0585 | 79.0585
1.01 | 1.01-S3.R013 | 1.01-S3.R013.B | 1.01-S3.R013.B-LBL | 2995479.3271 | 13696558.7865 | Interior Array |  |  |  | 77.7922 | 77.7922 | 0.9147 | 82.019 | 4.2268 | W6x7 - 14 | 6 | Light Blue | LBL | 0 |  | 1.01-011 | 0.19% | -0.05% | 19 |  | 3 | 76.019 | 79.019
1.01 | 1.01-S3.R013 | 1.01-S3.R013.C | 1.01-S3.R013.C-LBL | 2995479.3271 | 13696531.3082 | Interior Array |  |  |  | 77.7562 | 77.7562 | 0.9468 | 81.9667 | 4.2105 | W6x7 - 14 | 6 | Light Blue | LBL | 0 |  | 1.01-011 | 0.19% | -0.05% | 19 |  | 3 | 75.9667 | 78.9667
1.01 | 1.01-S3.R013 | 1.01-S3.R013.D | 1.01-S3.R013.D-LBL | 2995479.3271 | 13696503.8296 | Interior Array |  |  |  | 77.789 | 77.789 | 0.9111 | 81.9144 | 4.1254 | W6x7 - 14 | 6 | Light Blue | LBL | 0 |  | 1.01-011 | 0.19% | -0.05% | 19 |  | 3 | 75.9144 | 78.9144
1.01 | 1.01-S3.R013 | 1.01-S3.R013.E | 1.01-S3.R013.E-YEL | 2995479.3271 | 13696476.3513 | Interior Array |  |  |  | 77.8293 | 77.8293 | 0.8677 | 81.8621 | 4.0328 | W6x7 - 13 | 6 | Yellow | YEL | 0 |  | 1.01-011 | 0.19% | -0.05% | 19 |  | 3 | 75.8621 | 78.8621
1.01 | 1.01-S3.R013 | 1.01-S3.R013.F | 1.01-S3.R013.F-LBL | 2995479.3271 | 13696448.873 | Interior Array |  |  |  | 77.7614 | 77.7614 | 0.9337 | 81.8097 | 4.0483 | W6x7 - 14 | 6 | Light Blue | LBL | 0 |  | 1.01-011 | 0.19% | -0.05% | 19 |  | 3 | 75.8097 | 78.8097
1.01 | 1.01-S3.R013 | 1.01-S3.R013.G | 1.01-S3.R013.G-DBL | 2995479.3271 | 13696422.0995 | Interior Motor |  |  |  | 77.5379 | 77.5379 | 1.1554 | 81.7588 | 4.2209 | W6x10.4 - 14 | 6 | Dark Blue | DBL | 0 |  | 1.01-011 | 0.19% | -0.05% | 19 |  | 3.25 | 75.7588 | 78.5088
1.01 | 1.01-S3.R013 | 1.01-S3.R013.H | 1.01-S3.R013.H-LBL | 2995479.3271 | 13696395.3259 | Interior Array |  |  |  | 77.6483 | 77.6483 | 1.0448 | 81.7078 | 4.0595 | W6x7 - 14 | 6 | Light Blue | LBL | 0 |  | 1.01-011 | 0.19% | -0.05% | 19 |  | 3 | 75.7078 | 78.7078
1.01 | 1.01-S3.R013 | 1.01-S3.R013.I | 1.01-S3.R013.I-LBL | 2995479.3271 | 13696367.8476 | Interior Array |  |  |  | 77.4416 | 77.4416 | 1.2518 | 81.6555 | 4.2139 | W6x7 - 14 | 6 | Light Blue | LBL | 0 |  | 1.01-011 | 0.19% | -0.05% | 19 |  | 3 | 75.6555 | 78.6555
1.01 | 1.01-S3.R013 | 1.01-S3.R013.J | 1.01-S3.R013.J-LBL | 2995479.3271 | 13696340.369 | Interior Array |  |  |  | 77.3414 | 77.3414 | 1.3516 | 81.6032 | 4.2618 | W6x7 - 14 | 6 | Light Blue | LBL | 0 |  | 1.01-011 | 0.19% | -0.05% | 19 |  | 3 | 75.6032 | 78.6032
1.01 | 1.01-S3.R013 | 1.01-S3.R013.K | 1.01-S3.R013.K-LBL | 2995479.3271 | 13696312.8907 | Interior Array |  |  |  | 77.3067 | 77.3067 | 1.3864 | 81.5508 | 4.2441 | W6x7 - 14 | 6 | Light Blue | LBL | 0 |  | 1.01-011 | 0.19% | -0.05% | 19 |  | 3 | 75.5508 | 78.5508
1.01 | 1.01-S3.R013 | 1.01-S3.R013.L | 1.01-S3.R013.L-LBL | 2995479.3271 | 13696288.7785 | Interior Array |  |  |  | 77.3376 | 77.3376 | 1.3552 | 81.5049 | 4.1673 | W6x7 - 14 | 6 | Light Blue | LBL | 0 |  | 1.01-011 | 0.19% | -0.05% | 19 |  | 3 | 75.5049 | 78.5049
1.01 | 1.01-S3.R014 | 1.01-S3.R014.A | 1.01-S3.R014.A-LBL | 2995499.3271 | 13696579.5325 | Interior Array |  |  |  | 77.975 | 77.975 | 0.7267 | 82.0485 | 4.0735 | W6x7 - 14 | 6 | Light Blue | LBL | 0 |  | 1.01-011 | 0.19% | -0.05% | 19 |  | 3 | 76.0485 | 79.0485
1.01 | 1.01-S3.R014 | 1.01-S3.R014.B | 1.01-S3.R014.B-LBL | 2995499.3271 | 13696558.7865 | Interior Array |  |  |  | 77.7605 | 77.7605 | 0.9372 | 82.009 | 4.2485 | W6x7 - 14 | 6 | Light Blue | LBL | 0 |  | 1.01-011 | 0.19% | -0.05% | 19 |  | 3 | 76.009 | 79.009
1.01 | 1.01-S3.R014 | 1.01-S3.R014.C | 1.01-S3.R014.C-LBL | 2995499.3271 | 13696531.3082 | Interior Array |  |  |  | 77.6622 | 77.6622 | 1.0316 | 81.9567 | 4.2945 | W6x7 - 14 | 6 | Light Blue | LBL | 0 |  | 1.01-011 | 0.19% | -0.05% | 19 |  | 3 | 75.9567 | 78.9567
1.01 | 1.01-S3.R014 | 1.01-S3.R014.D | 1.01-S3.R014.D-LBL | 2995499.3271 | 13696503.8296 | Interior Array |  |  |  | 77.8329 | 77.8329 | 0.8572 | 81.9044 | 4.0715 | W6x7 - 14 | 6 | Light Blue | LBL | 0 |  | 1.01-011 | 0.19% | -0.05% | 19 |  | 3 | 75.9044 | 78.9044
1.01 | 1.01-S3.R014 | 1.01-S3.R014.E | 1.01-S3.R014.E-LBL | 2995499.3271 | 13696476.3513 | Interior Array |  |  |  | 77.6808 | 77.6808 | 1.006 | 81.8521 | 4.1713 | W6x7 - 14 | 6 | Light Blue | LBL | 0 |  | 1.01-011 | 0.19% | -0.05% | 19 |  | 3 | 75.8521 | 78.8521
1.01 | 1.01-S3.R014 | 1.01-S3.R014.F | 1.01-S3.R014.F-LBL | 2995499.3271 | 13696448.873 | Interior Array |  |  |  | 77.6626 | 77.6626 | 1.0213 | 81.7997 | 4.1371 | W6x7 - 14 | 6 | Light Blue | LBL | 0 |  | 1.01-011 | 0.19% | -0.05% | 19 |  | 3 | 75.7997 | 78.7997
1.01 | 1.01-S3.R014 | 1.01-S3.R014.G | 1.01-S3.R014.G-DBL | 2995499.3271 | 13696422.0995 | Interior Motor |  |  |  | 77.7663 | 77.7663 | 0.9155 | 81.7488 | 3.9825 | W6x10.4 - 14 | 6 | Dark Blue | DBL | 0 |  | 1.01-011 | 0.19% | -0.05% | 19 |  | 3.25 | 75.7488 | 78.4988
1.01 | 1.01-S3.R014 | 1.01-S3.R014.H | 1.01-S3.R014.H-LBL | 2995499.3271 | 13696395.3259 | Interior Array |  |  |  | 77.5961 | 77.5961 | 1.085 | 81.6978 | 4.1017 | W6x7 - 14 | 6 | Light Blue | LBL | 0 |  | 1.01-011 | 0.19% | -0.05% | 19 |  | 3 | 75.6978 | 78.6978
1.01 | 1.01-S3.R014 | 1.01-S3.R014.I | 1.01-S3.R014.I-LBL | 2995499.3271 | 13696367.8476 | Interior Array |  |  |  | 77.4059 | 77.4059 | 1.2757 | 81.6455 | 4.2396 | W6x7 - 14 | 6 | Light Blue | LBL | 0 |  | 1.01-011 | 0.19% | -0.05% | 19 |  | 3 | 75.6455 | 78.6455
1.01 | 1.01-S3.R014 | 1.01-S3.R014.J | 1.01-S3.R014.J-LBL | 2995499.3271 | 13696340.369 | Interior Array |  |  |  | 77.3316 | 77.3316 | 1.3498 | 81.5932 | 4.2616 | W6x7 - 14 | 6 | Light Blue | LBL | 0 |  | 1.01-011 | 0.19% | -0.05% | 19 |  | 3 | 75.5932 | 78.5932
1.01 | 1.01-S3.R014 | 1.01-S3.R014.K | 1.01-S3.R014.K-LBL | 2995499.3271 | 13696312.8907 | Interior Array |  |  |  | 77.4629 | 77.4629 | 1.2179 | 81.5408 | 4.0779 | W6x7 - 14 | 6 | Light Blue | LBL | 0 |  | 1.01-011 | 0.19% | -0.05% | 19 |  | 3 | 75.5408 | 78.5408
1.01 | 1.01-S3.R014 | 1.01-S3.R014.L | 1.01-S3.R014.L-YEL | 2995499.3271 | 13696288.7785 | Interior Array |  |  |  | 77.5944 | 77.5944 | 1.086 | 81.4949 | 3.9005 | W6x7 - 13 | 6 | Yellow | YEL | 0 |  | 1.01-011 | 0.19% | -0.05% | 19 |  | 3 | 75.4949 | 78.4949
1.01 | 1.01-S3.R015 | 1.01-S3.R015.A | 1.01-S3.R015.A-YEL | 2995519.3271 | 13696579.5325 | Interior Array |  |  |  | 78.012 | 78.012 | 0.6801 | 82.0385 | 4.0265 | W6x7 - 13 | 6 | Yellow | YEL | 0 |  | 1.01-011 | 0.19% | -0.05% | 19 |  | 3 | 76.0385 | 79.0385
1.01 | 1.01-S3.R015 | 1.01-S3.R015.B | 1.01-S3.R015.B-LBL | 2995519.3271 | 13696558.7865 | Interior Array |  |  |  | 77.7863 | 77.7863 | 0.9017 | 81.999 | 4.2127 | W6x7 - 14 | 6 | Light Blue | LBL | 0 |  | 1.01-011 | 0.19% | -0.05% | 19 |  | 3 | 75.999 | 78.999
1.01 | 1.01-S3.R015 | 1.01-S3.R015.C | 1.01-S3.R015.C-LBL | 2995519.3271 | 13696531.3082 | Interior Array |  |  |  | 77.7689 | 77.7689 | 0.9141 | 81.9467 | 4.1778 | W6x7 - 14 | 6 | Light Blue | LBL | 0 |  | 1.01-011 | 0.19% | -0.05% | 19 |  | 3 | 75.9467 | 78.9467
1.01 | 1.01-S3.R015 | 1.01-S3.R015.D | 1.01-S3.R015.D-LBL | 2995519.3271 | 13696503.8296 | Interior Array |  |  |  | 77.7262 | 77.7262 | 0.9528 | 81.8944 | 4.1682 | W6x7 - 14 | 6 | Light Blue | LBL | 0 |  | 1.01-011 | 0.19% | -0.05% | 19 |  | 3 | 75.8944 | 78.8944
1.01 | 1.01-S3.R015 | 1.01-S3.R015.E | 1.01-S3.R015.E-LBL | 2995519.3271 | 13696476.3513 | Interior Array |  |  |  | 77.6963 | 77.6963 | 0.9789 | 81.8421 | 4.1458 | W6x7 - 14 | 6 | Light Blue | LBL | 0 |  | 1.01-011 | 0.19% | -0.05% | 19 |  | 3 | 75.8421 | 78.8421
1.01 | 1.01-S3.R015 | 1.01-S3.R015.F | 1.01-S3.R015.F-LBL | 2995519.3271 | 13696448.873 | Interior Array |  |  |  | 77.5311 | 77.5311 | 1.1406 | 81.7897 | 4.2586 | W6x7 - 14 | 6 | Light Blue | LBL | 0 |  | 1.01-011 | 0.19% | -0.05% | 19 |  | 3 | 75.7897 | 78.7897
1.01 | 1.01-S3.R015 | 1.01-S3.R015.G | 1.01-S3.R015.G-DBL | 2995519.3271 | 13696422.0995 | Interior Motor |  |  |  | 77.6998 | 77.6998 | 0.9692 | 81.7388 | 4.039 | W6x10.4 - 14 | 6 | Dark Blue | DBL | 0 |  | 1.01-011 | 0.19% | -0.05% | 19 |  | 3.25 | 75.7388 | 78.4888
1.01 | 1.01-S3.R015 | 1.01-S3.R015.H | 1.01-S3.R015.H-LBL | 2995519.3271 | 13696395.3259 | Interior Array |  |  |  | 77.5216 | 77.5216 | 1.1461 | 81.6878 | 4.1662 | W6x7 - 14 | 6 | Light Blue | LBL | 0 |  | 1.01-011 | 0.19% | -0.05% | 19 |  | 3 | 75.6878 | 78.6878
1.01 | 1.01-S3.R015 | 1.01-S3.R015.I | 1.01-S3.R015.I-LBL | 2995519.3271 | 13696367.8476 | Interior Array |  |  |  | 77.3737 | 77.3737 | 1.2943 | 81.6355 | 4.2618 | W6x7 - 14 | 6 | Light Blue | LBL | 0 |  | 1.01-011 | 0.19% | -0.05% | 19 |  | 3 | 75.6355 | 78.6355
1.01 | 1.01-S3.R015 | 1.01-S3.R015.J | 1.01-S3.R015.J-LBL | 2995519.3271 | 13696340.369 | Interior Array |  |  |  | 77.4569 | 77.4569 | 1.2109 | 81.5832 | 4.1263 | W6x7 - 14 | 6 | Light Blue | LBL | 0 |  | 1.01-011 | 0.19% | -0.05% | 19 |  | 3 | 75.5832 | 78.5832
1.01 | 1.01-S3.R015 | 1.01-S3.R015.K | 1.01-S3.R015.K-YEL | 2995519.3271 | 13696312.8907 | Interior Array |  |  |  | 77.5796 | 77.5796 | 1.0876 | 81.5308 | 3.9512 | W6x7 - 13 | 6 | Yellow | YEL | 0 |  | 1.01-011 | 0.19% | -0.05% | 19 |  | 3 | 75.5308 | 78.5308
1.01 | 1.01-S3.R015 | 1.01-S3.R015.L | 1.01-S3.R015.L-YEL | 2995519.3271 | 13696288.7785 | Interior Array |  |  |  | 77.5549 | 77.5549 | 1.1123 | 81.4849 | 3.93 | W6x7 - 13 | 6 | Yellow | YEL | 0 |  | 1.01-011 | 0.19% | -0.05% | 19 |  | 3 | 75.4849 | 78.4849
1.01 | 1.01-S3.R016 | 1.01-S3.R016.A | 1.01-S3.R016.A-LBL | 2995539.3273 | 13696579.5325 | Interior Array |  |  |  | 77.7788 | 77.7788 | 0.9039 | 82.0285 | 4.2497 | W6x7 - 14 | 6 | Light Blue | LBL | 0 |  | 1.01-011 | 0.19% | -0.05% | 19 |  | 3 | 76.0285 | 79.0285
1.01 | 1.01-S3.R016 | 1.01-S3.R016.B | 1.01-S3.R016.B-LBL | 2995539.3273 | 13696558.7865 | Interior Array |  |  |  | 77.6733 | 77.6733 | 1.0051 | 81.989 | 4.3157 | W6x7 - 14 | 6 | Light Blue | LBL | 0 |  | 1.01-011 | 0.19% | -0.05% | 19 |  | 3 | 75.989 | 78.989
1.01 | 1.01-S3.R016 | 1.01-S3.R016.C | 1.01-S3.R016.C-LBL | 2995539.3273 | 13696531.3082 | Interior Array |  |  |  | 77.7676 | 77.7676 | 0.9053 | 81.9367 | 4.1691 | W6x7 - 14 | 6 | Light Blue | LBL | 0 |  | 1.01-011 | 0.19% | -0.05% | 19 |  | 3 | 75.9367 | 78.9367
1.01 | 1.01-S3.R016 | 1.01-S3.R016.D | 1.01-S3.R016.D-LBL | 2995539.3273 | 13696503.8296 | Interior Array |  |  |  | 77.7574 | 77.7574 | 0.9108 | 81.8844 | 4.127 | W6x7 - 14 | 6 | Light Blue | LBL | 0 |  | 1.01-011 | 0.19% | -0.05% | 19 |  | 3 | 75.8844 | 78.8844
1.01 | 1.01-S3.R016 | 1.01-S3.R016.E | 1.01-S3.R016.E-LBL | 2995539.3273 | 13696476.3513 | Interior Array |  |  |  | 77.7503 | 77.7503 | 0.9135 | 81.8321 | 4.0818 | W6x7 - 14 | 6 | Light Blue | LBL | 0 |  | 1.01-011 | 0.19% | -0.05% | 19 |  | 3 | 75.8321 | 78.8321
1.01 | 1.01-S3.R016 | 1.01-S3.R016.F | 1.01-S3.R016.F-LBL | 2995539.3273 | 13696448.873 | Interior Array |  |  |  | 77.483 | 77.483 | 1.1771 | 81.7797 | 4.2967 | W6x7 - 14 | 6 | Light Blue | LBL | 0 |  | 1.01-011 | 0.19% | -0.05% | 19 |  | 3 | 75.7797 | 78.7797
1.01 | 1.01-S3.R016 | 1.01-S3.R016.G | 1.01-S3.R016.G-DBL | 2995539.3273 | 13696422.0995 | Interior Motor |  |  |  | 77.7102 | 77.7102 | 0.9461 | 81.7288 | 4.0186 | W6x10.4 - 14 | 6 | Dark Blue | DBL | 0 |  | 1.01-011 | 0.19% | -0.05% | 19 |  | 3.25 | 75.7288 | 78.4788
1.01 | 1.01-S3.R016 | 1.01-S3.R016.H | 1.01-S3.R016.H-LBL | 2995539.3273 | 13696395.3259 | Interior Array |  |  |  | 77.4514 | 77.4514 | 1.2035 | 81.6778 | 4.2264 | W6x7 - 14 | 6 | Light Blue | LBL | 0 |  | 1.01-011 | 0.19% | -0.05% | 19 |  | 3 | 75.6778 | 78.6778
1.01 | 1.01-S3.R016 | 1.01-S3.R016.I | 1.01-S3.R016.I-LBL | 2995539.3273 | 13696367.8476 | Interior Array |  |  |  | 77.3693 | 77.3693 | 1.2851 | 81.6255 | 4.2562 | W6x7 - 14 | 6 | Light Blue | LBL | 0 |  | 1.01-011 | 0.19% | -0.05% | 19 |  | 3 | 75.6255 | 78.6255
1.01 | 1.01-S3.R016 | 1.01-S3.R016.J | 1.01-S3.R016.J-YEL | 2995539.3273 | 13696340.369 | Interior Array |  |  |  | 77.7103 | 77.7103 | 0.9439 | 81.5732 | 3.8629 | W6x7 - 13 | 6 | Yellow | YEL | 0 |  | 1.01-011 | 0.19% | -0.05% | 19 |  | 3 | 75.5732 | 78.5732
1.01 | 1.01-S3.R016 | 1.01-S3.R016.K | 1.01-S3.R016.K-YEL | 2995539.3273 | 13696312.8907 | Interior Array |  |  |  | 77.7702 | 77.7702 | 0.8834 | 81.5208 | 3.7506 | W6x7 - 13 | 6 | Yellow | YEL | 0 |  | 1.01-011 | 0.19% | -0.05% | 19 |  | 3 | 75.5208 | 78.5208
1.01 | 1.01-S3.R016 | 1.01-S3.R016.L | 1.01-S3.R016.L-YEL | 2995539.3273 | 13696288.7785 | Interior Array |  |  |  | 77.6476 | 77.6476 | 1.006 | 81.4749 | 3.8273 | W6x7 - 13 | 6 | Yellow | YEL | 0 |  | 1.01-011 | 0.19% | -0.05% | 19 |  | 3 | 75.4749 | 78.4749
1.01 | 1.01-S3.R017 | 1.01-S3.R017.A | 1.01-S3.R017.A-LBL | 2995559.3273 | 13696579.5325 | Interior Array |  |  |  | 77.7525 | 77.7525 | 0.9223 | 82.0185 | 4.266 | W6x7 - 14 | 6 | Light Blue | LBL | 0 |  | 1.01-011 | 0.19% | -0.05% | 19 |  | 3 | 76.0185 | 79.0185
1.01 | 1.01-S3.R017 | 1.01-S3.R017.B | 1.01-S3.R017.B-LBL | 2995559.3273 | 13696558.7865 | Interior Array |  |  |  | 77.743 | 77.743 | 0.9271 | 81.979 | 4.236 | W6x7 - 14 | 6 | Light Blue | LBL | 0 |  | 1.01-011 | 0.19% | -0.05% | 19 |  | 3 | 75.979 | 78.979
1.01 | 1.01-S3.R017 | 1.01-S3.R017.C | 1.01-S3.R017.C-LBL | 2995559.3273 | 13696531.3082 | Interior Array |  |  |  | 77.7636 | 77.7636 | 0.8999 | 81.9267 | 4.1631 | W6x7 - 14 | 6 | Light Blue | LBL | 0 |  | 1.01-011 | 0.19% | -0.05% | 19 |  | 3 | 75.9267 | 78.9267
1.01 | 1.01-S3.R017 | 1.01-S3.R017.D | 1.01-S3.R017.D-LBL | 2995559.3273 | 13696503.8296 | Interior Array |  |  |  | 77.5449 | 77.5449 | 1.1126 | 81.8744 | 4.3295 | W6x7 - 14 | 6 | Light Blue | LBL | 0 |  | 1.01-011 | 0.19% | -0.05% | 19 |  | 3 | 75.8744 | 78.8744
1.01 | 1.01-S3.R017 | 1.01-S3.R017.E | 1.01-S3.R017.E-LBL | 2995559.3273 | 13696476.3513 | Interior Array |  |  |  | 77.6111 | 77.6111 | 1.0415 | 81.8221 | 4.211 | W6x7 - 14 | 6 | Light Blue | LBL | 0 |  | 1.01-011 | 0.19% | -0.05% | 19 |  | 3 | 75.8221 | 78.8221
1.01 | 1.01-S3.R017 | 1.01-S3.R017.F | 1.01-S3.R017.F-LBL | 2995559.3273 | 13696448.873 | Interior Array |  |  |  | 77.5572 | 77.5572 | 1.091 | 81.7697 | 4.2125 | W6x7 - 14 | 6 | Light Blue | LBL | 0 |  | 1.01-011 | 0.19% | -0.05% | 19 |  | 3 | 75.7697 | 78.7697
1.01 | 1.01-S3.R017 | 1.01-S3.R017.G | 1.01-S3.R017.G-DBL | 2995559.3273 | 13696422.0995 | Interior Motor |  |  |  | 77.4851 | 77.4851 | 1.1594 | 81.7188 | 4.2337 | W6x10.4 - 14 | 6 | Dark Blue | DBL | 0 |  | 1.01-011 | 0.19% | -0.05% | 19 |  | 3.25 | 75.7188 | 78.4688
1.01 | 1.01-S3.R017 | 1.01-S3.R017.H | 1.01-S3.R017.H-LBL | 2995559.3273 | 13696395.3259 | Interior Array |  |  |  | 77.454 | 77.454 | 1.1881 | 81.6678 | 4.2138 | W6x7 - 14 | 6 | Light Blue | LBL | 0 |  | 1.01-011 | 0.19% | -0.05% | 19 |  | 3 | 75.6678 | 78.6678
1.01 | 1.01-S3.R017 | 1.01-S3.R017.I | 1.01-S3.R017.I-LBL | 2995559.3273 | 13696367.8476 | Interior Array |  |  |  | 77.3965 | 77.3965 | 1.245 | 81.6155 | 4.219 | W6x7 - 14 | 6 | Light Blue | LBL | 0 |  | 1.01-011 | 0.19% | -0.05% | 19 |  | 3 | 75.6155 | 78.6155
1.01 | 1.01-S3.R017 | 1.01-S3.R017.J | 1.01-S3.R017.J-YEL | 2995559.3273 | 13696340.369 | Interior Array |  |  |  | 77.6502 | 77.6502 | 0.9904 | 81.5632 | 3.913 | W6x7 - 13 | 6 | Yellow | YEL | 0 |  | 1.01-011 | 0.19% | -0.05% | 19 |  | 3 | 75.5632 | 78.5632
1.01 | 1.01-S3.R017 | 1.01-S3.R017.K | 1.01-S3.R017.K-YEL | 2995559.3273 | 13696312.8907 | Interior Array |  |  |  | 77.6593 | 77.6593 | 0.9807 | 81.5108 | 3.8515 | W6x7 - 13 | 6 | Yellow | YEL | 0 |  | 1.01-011 | 0.19% | -0.05% | 19 |  | 3 | 75.5108 | 78.5108
1.01 | 1.01-S3.R017 | 1.01-S3.R017.L | 1.01-S3.R017.L-LBL | 2995559.3273 | 13696288.7785 | Interior Array |  |  |  | 77.4705 | 77.4705 | 1.1695 | 81.4649 | 3.9944 | W6x7 - 14 | 6 | Light Blue | LBL | 0 |  | 1.01-011 | 0.19% | -0.05% | 19 |  | 3 | 75.4649 | 78.4649
1.01 | 1.01-S3.R018 | 1.01-S3.R018.A | 1.01-S3.R018.A-LBL | 2995579.3273 | 13696579.5325 | Interior Array |  |  |  | 77.6422 | 77.6422 | 1.0258 | 82.0085 | 4.3663 | W6x7 - 14 | 6 | Light Blue | LBL | 0 |  | 1.01-011 | 0.19% | -0.05% | 19 |  | 3 | 76.0085 | 79.0085
1.01 | 1.01-S3.R018 | 1.01-S3.R018.B | 1.01-S3.R018.B-LBL | 2995579.3273 | 13696558.7865 | Interior Array |  |  |  | 77.6942 | 77.6942 | 0.9691 | 81.969 | 4.2748 | W6x7 - 14 | 6 | Light Blue | LBL | 0 |  | 1.01-011 | 0.19% | -0.05% | 19 |  | 3 | 75.969 | 78.969
1.01 | 1.01-S3.R018 | 1.01-S3.R018.C | 1.01-S3.R018.C-LBL | 2995579.3273 | 13696531.3082 | Interior Array |  |  |  | 77.7225 | 77.7225 | 0.932 | 81.9167 | 4.1942 | W6x7 - 14 | 6 | Light Blue | LBL | 0 |  | 1.01-011 | 0.19% | -0.05% | 19 |  | 3 | 75.9167 | 78.9167
1.01 | 1.01-S3.R018 | 1.01-S3.R018.D | 1.01-S3.R018.D-LBL | 2995579.3273 | 13696503.8296 | Interior Array |  |  |  | 77.7754 | 77.7754 | 0.8729 | 81.8644 | 4.089 | W6x7 - 14 | 6 | Light Blue | LBL | 0 |  | 1.01-011 | 0.19% | -0.05% | 19 |  | 3 | 75.8644 | 78.8644
1.01 | 1.01-S3.R018 | 1.01-S3.R018.E | 1.01-S3.R018.E-LBL | 2995579.3273 | 13696476.3513 | Interior Array |  |  |  | 77.5418 | 77.5418 | 1.0992 | 81.8121 | 4.2703 | W6x7 - 14 | 6 | Light Blue | LBL | 0 |  | 1.01-011 | 0.19% | -0.05% | 19 |  | 3 | 75.8121 | 78.8121
1.01 | 1.01-S3.R018 | 1.01-S3.R018.F | 1.01-S3.R018.F-LBL | 2995579.3273 | 13696448.873 | Interior Array |  |  |  | 77.5471 | 77.5471 | 1.0895 | 81.7597 | 4.2126 | W6x7 - 14 | 6 | Light Blue | LBL | 0 |  | 1.01-011 | 0.19% | -0.05% | 19 |  | 3 | 75.7597 | 78.7597
1.01 | 1.01-S3.R018 | 1.01-S3.R018.G | 1.01-S3.R018.G-DBL | 2995579.3273 | 13696422.0995 | Interior Motor |  |  |  | 77.3465 | 77.3465 | 1.286 | 81.7088 | 4.3623 | W6x10.4 - 14 | 6 | Dark Blue | DBL | 0 |  | 1.01-011 | 0.19% | -0.05% | 19 |  | 3.25 | 75.7088 | 78.4588
1.01 | 1.01-S3.R018 | 1.01-S3.R018.H | 1.01-S3.R018.H-LBL | 2995579.3273 | 13696395.3259 | Interior Array |  |  |  | 77.4418 | 77.4418 | 1.1881 | 81.6578 | 4.216 | W6x7 - 14 | 6 | Light Blue | LBL | 0 |  | 1.01-011 | 0.19% | -0.05% | 19 |  | 3 | 75.6578 | 78.6578
1.01 | 1.01-S3.R018 | 1.01-S3.R018.I | 1.01-S3.R018.I-LBL | 2995579.3273 | 13696367.8476 | Interior Array |  |  |  | 77.4144 | 77.4144 | 1.2143 | 81.6055 | 4.1911 | W6x7 - 14 | 6 | Light Blue | LBL | 0 |  | 1.01-011 | 0.19% | -0.05% | 19 |  | 3 | 75.6055 | 78.6055
1.01 | 1.01-S3.R018 | 1.01-S3.R018.J | 1.01-S3.R018.J-LBL | 2995579.3273 | 13696340.369 | Interior Array |  |  |  | 77.4551 | 77.4551 | 1.1723 | 81.5532 | 4.0981 | W6x7 - 14 | 6 | Light Blue | LBL | 0 |  | 1.01-011 | 0.19% | -0.05% | 19 |  | 3 | 75.5532 | 78.5532
1.01 | 1.01-S3.R018 | 1.01-S3.R018.K | 1.01-S3.R018.K-YEL | 2995579.3273 | 13696312.8907 | Interior Array |  |  |  | 77.7078 | 77.7078 | 0.9186 | 81.5008 | 3.793 | W6x7 - 13 | 6 | Yellow | YEL | 0 |  | 1.01-011 | 0.19% | -0.05% | 19 |  | 3 | 75.5008 | 78.5008
1.01 | 1.01-S3.R018 | 1.01-S3.R018.L | 1.01-S3.R018.L-YEL | 2995579.3273 | 13696288.7785 | Interior Array |  |  |  | 77.6143 | 77.6143 | 1.0121 | 81.4549 | 3.8406 | W6x7 - 13 | 6 | Yellow | YEL | 0 |  | 1.01-011 | 0.19% | -0.05% | 19 |  | 3 | 75.4549 | 78.4549
1.01 | 1.01-S3.R019 | 1.01-S3.R019.A | 1.01-S3.R019.A-LBL | 2995599.3272 | 13696579.5325 | Interior Array |  |  |  | 77.5116 | 77.5116 | 1.1503 | 81.9985 | 4.4869 | W6x7 - 14 | 6 | Light Blue | LBL | 0 |  | 1.01-011 | 0.19% | -0.05% | 19 |  | 3 | 75.9985 | 78.9985
1.01 | 1.01-S3.R019 | 1.01-S3.R019.B | 1.01-S3.R019.B-LBL | 2995599.3272 | 13696558.7865 | Interior Array |  |  |  | 77.6808 | 77.6808 | 0.9756 | 81.959 | 4.2782 | W6x7 - 14 | 6 | Light Blue | LBL | 0 |  | 1.01-011 | 0.19% | -0.05% | 19 |  | 3 | 75.959 | 78.959
1.01 | 1.01-S3.R019 | 1.01-S3.R019.C | 1.01-S3.R019.C-LBL | 2995599.3272 | 13696531.3082 | Interior Array |  |  |  | 77.6156 | 77.6156 | 1.032 | 81.9067 | 4.2911 | W6x7 - 14 | 6 | Light Blue | LBL | 0 |  | 1.01-011 | 0.19% | -0.05% | 19 |  | 3 | 75.9067 | 78.9067
1.01 | 1.01-S3.R019 | 1.01-S3.R019.D | 1.01-S3.R019.D-LBL | 2995599.3272 | 13696503.8296 | Interior Array |  |  |  | 77.674 | 77.674 | 0.965 | 81.8544 | 4.1804 | W6x7 - 14 | 6 | Light Blue | LBL | 0 |  | 1.01-011 | 0.19% | -0.05% | 19 |  | 3 | 75.8544 | 78.8544
1.01 | 1.01-S3.R019 | 1.01-S3.R019.E | 1.01-S3.R019.E-LBL | 2995599.3272 | 13696476.3513 | Interior Array |  |  |  | 77.4859 | 77.4859 | 1.1454 | 81.8021 | 4.3162 | W6x7 - 14 | 6 | Light Blue | LBL | 0 |  | 1.01-011 | 0.19% | -0.05% | 19 |  | 3 | 75.8021 | 78.8021
1.01 | 1.01-S3.R019 | 1.01-S3.R019.F | 1.01-S3.R019.F-LBL | 2995599.3272 | 13696448.873 | Interior Array |  |  |  | 77.4572 | 77.4572 | 1.1678 | 81.7497 | 4.2925 | W6x7 - 14 | 6 | Light Blue | LBL | 0 |  | 1.01-011 | 0.19% | -0.05% | 19 |  | 3 | 75.7497 | 78.7497
1.01 | 1.01-S3.R019 | 1.01-S3.R019.G | 1.01-S3.R019.G-DBL | 2995599.3272 | 13696422.0995 | Interior Motor |  |  |  | 77.4129 | 77.4129 | 1.2078 | 81.6988 | 4.2859 | W6x10.4 - 14 | 6 | Dark Blue | DBL | 0 |  | 1.01-011 | 0.19% | -0.05% | 19 |  | 3.25 | 75.6988 | 78.4488
1.01 | 1.01-S3.R019 | 1.01-S3.R019.H | 1.01-S3.R019.H-LBL | 2995599.3272 | 13696395.3259 | Interior Array |  |  |  | 77.3789 | 77.3789 | 1.239 | 81.6478 | 4.2689 | W6x7 - 14 | 6 | Light Blue | LBL | 0 |  | 1.01-011 | 0.19% | -0.05% | 19 |  | 3 | 75.6478 | 78.6478
1.01 | 1.01-S3.R019 | 1.01-S3.R019.I | 1.01-S3.R019.I-LBL | 2995599.3272 | 13696367.8476 | Interior Array |  |  |  | 77.2877 | 77.2877 | 1.3285 | 81.5955 | 4.3078 | W6x7 - 14 | 6 | Light Blue | LBL | 0 |  | 1.01-011 | 0.19% | -0.05% | 19 |  | 3 | 75.5955 | 78.5955
1.01 | 1.01-S3.R019 | 1.01-S3.R019.J | 1.01-S3.R019.J-LBL | 2995599.3272 | 13696340.369 | Interior Array |  |  |  | 77.4258 | 77.4258 | 1.1888 | 81.5432 | 4.1174 | W6x7 - 14 | 6 | Light Blue | LBL | 0 |  | 1.01-011 | 0.19% | -0.05% | 19 |  | 3 | 75.5432 | 78.5432
1.01 | 1.01-S3.R019 | 1.01-S3.R019.K | 1.01-S3.R019.K-YEL | 2995599.3272 | 13696312.8907 | Interior Array |  |  |  | 77.6643 | 77.6643 | 0.9486 | 81.4908 | 3.8265 | W6x7 - 13 | 6 | Yellow | YEL | 0 |  | 1.01-011 | 0.19% | -0.05% | 19 |  | 3 | 75.4908 | 78.4908
1.01 | 1.01-S3.R019 | 1.01-S3.R019.L | 1.01-S3.R019.L-YEL | 2995599.3272 | 13696288.7785 | Interior Array |  |  |  | 77.5455 | 77.5455 | 1.0672 | 81.4449 | 3.8994 | W6x7 - 13 | 6 | Yellow | YEL | 0 |  | 1.01-011 | 0.19% | -0.05% | 19 |  | 3 | 75.4449 | 78.4449
1.01 | 1.01-S3.R020 | 1.01-S3.R020.A | 1.01-S3.R020.A-LBL | 2995619.3272 | 13696579.5325 | Interior Array |  |  |  | 77.6887 | 77.6887 | 0.9636 | 81.9885 | 4.2998 | W6x7 - 14 | 6 | Light Blue | LBL | 0 |  | 1.01-011 | 0.19% | -0.05% | 19 |  | 3 | 75.9885 | 78.9885
1.01 | 1.01-S3.R020 | 1.01-S3.R020.B | 1.01-S3.R020.B-LBL | 2995619.3272 | 13696558.7865 | Interior Array |  |  |  | 77.4991 | 77.4991 | 1.1476 | 81.949 | 4.4499 | W6x7 - 14 | 6 | Light Blue | LBL | 0 |  | 1.01-011 | 0.19% | -0.05% | 19 |  | 3 | 75.949 | 78.949
1.01 | 1.01-S3.R020 | 1.01-S3.R020.C | 1.01-S3.R020.C-LBL | 2995619.3272 | 13696531.3082 | Interior Array |  |  |  | 77.5781 | 77.5781 | 1.0579 | 81.8967 | 4.3186 | W6x7 - 14 | 6 | Light Blue | LBL | 0 |  | 1.01-011 | 0.19% | -0.05% | 19 |  | 3 | 75.8967 | 78.8967
1.01 | 1.01-S3.R020 | 1.01-S3.R020.D | 1.01-S3.R020.D-LBL | 2995619.3272 | 13696503.8296 | Interior Array |  |  |  | 77.54 | 77.54 | 1.0867 | 81.8444 | 4.3044 | W6x7 - 14 | 6 | Light Blue | LBL | 0 |  | 1.01-011 | 0.19% | -0.05% | 19 |  | 3 | 75.8444 | 78.8444
1.01 | 1.01-S3.R020 | 1.01-S3.R020.E | 1.01-S3.R020.E-LBL | 2995619.3272 | 13696476.3513 | Interior Array |  |  |  | 77.7097 | 77.7097 | 0.9076 | 81.7921 | 4.0824 | W6x7 - 14 | 6 | Light Blue | LBL | 0 |  | 1.01-011 | 0.19% | -0.05% | 19 |  | 3 | 75.7921 | 78.7921
1.01 | 1.01-S3.R020 | 1.01-S3.R020.F | 1.01-S3.R020.F-LBL | 2995619.3272 | 13696448.873 | Interior Array |  |  |  | 77.6032 | 77.6032 | 1.0069 | 81.7397 | 4.1365 | W6x7 - 14 | 6 | Light Blue | LBL | 0 |  | 1.01-011 | 0.19% | -0.05% | 19 |  | 3 | 75.7397 | 78.7397
1.01 | 1.01-S3.R020 | 1.01-S3.R020.G | 1.01-S3.R020.G-DBL | 2995619.3272 | 13696422.0995 | Interior Motor |  |  |  | 77.3992 | 77.3992 | 1.2059 | 81.6888 | 4.2896 | W6x10.4 - 14 | 6 | Dark Blue | DBL | 0 |  | 1.01-011 | 0.19% | -0.05% | 19 |  | 3.25 | 75.6888 | 78.4388
1.01 | 1.01-S3.R020 | 1.01-S3.R020.H | 1.01-S3.R020.H-LBL | 2995619.3272 | 13696395.3259 | Interior Array |  |  |  | 77.1857 | 77.1857 | 1.4163 | 81.6378 | 4.4521 | W6x7 - 14 | 6 | Light Blue | LBL | 0 |  | 1.01-011 | 0.19% | -0.05% | 19 |  | 3 | 75.6378 | 78.6378
1.01 | 1.01-S3.R020 | 1.01-S3.R020.I | 1.01-S3.R020.I-LBL | 2995619.3272 | 13696367.8476 | Interior Array |  |  |  | 77.2964 | 77.2964 | 1.3038 | 81.5855 | 4.2891 | W6x7 - 14 | 6 | Light Blue | LBL | 0 |  | 1.01-011 | 0.19% | -0.05% | 19 |  | 3 | 75.5855 | 78.5855
1.01 | 1.01-S3.R020 | 1.01-S3.R020.J | 1.01-S3.R020.J-YEL | 2995619.3272 | 13696340.369 | Interior Array |  |  |  | 77.6191 | 77.6191 | 0.9791 | 81.5332 | 3.9141 | W6x7 - 13 | 6 | Yellow | YEL | 0 |  | 1.01-011 | 0.19% | -0.05% | 19 |  | 3 | 75.5332 | 78.5332
1.01 | 1.01-S3.R020 | 1.01-S3.R020.K | 1.01-S3.R020.K-YEL | 2995619.3272 | 13696312.8907 | Interior Array |  |  |  | 77.6133 | 77.6133 | 0.9832 | 81.4808 | 3.8675 | W6x7 - 13 | 6 | Yellow | YEL | 0 |  | 1.01-011 | 0.19% | -0.05% | 19 |  | 3 | 75.4808 | 78.4808
1.01 | 1.01-S3.R020 | 1.01-S3.R020.L | 1.01-S3.R020.L-YEL | 2995619.3272 | 13696288.7785 | Interior Array |  |  |  | 77.6184 | 77.6184 | 1.0005 | 81.4349 | 3.8165 | W6x7 - 13 | 6 | Yellow | YEL | 0 |  | 1.01-011 | 0.19% | -0.05% | 19 |  | 3 | 75.4349 | 78.4349
1.01 | 1.01-S3.R021 | 1.01-S3.R021.A | 1.01-S3.R021.A-LBL | 2995639.3271 | 13696579.5325 | Interior Array |  |  |  | 77.8627 | 77.8627 | 0.7804 | 81.9785 | 4.1158 | W6x7 - 14 | 6 | Light Blue | LBL | 0 |  | 1.01-011 | 0.19% | -0.05% | 19 |  | 3 | 75.9785 | 78.9785
1.01 | 1.01-S3.R021 | 1.01-S3.R021.B | 1.01-S3.R021.B-LBL | 2995639.3271 | 13696558.7865 | Interior Array |  |  |  | 77.3871 | 77.3871 | 1.25 | 81.939 | 4.5519 | W6x7 - 14 | 6 | Light Blue | LBL | 0 |  | 1.01-011 | 0.19% | -0.05% | 19 |  | 3 | 75.939 | 78.939
1.01 | 1.01-S3.R021 | 1.01-S3.R021.C | 1.01-S3.R021.C-LBL | 2995639.3271 | 13696531.3082 | Interior Array |  |  |  | 77.5041 | 77.5041 | 1.1215 | 81.8867 | 4.3826 | W6x7 - 14 | 6 | Light Blue | LBL | 0 |  | 1.01-011 | 0.19% | -0.05% | 19 |  | 3 | 75.8867 | 78.8867
1.01 | 1.01-S3.R021 | 1.01-S3.R021.D | 1.01-S3.R021.D-LBL | 2995639.3271 | 13696503.8296 | Interior Array |  |  |  | 77.7467 | 77.7467 | 0.8684 | 81.8344 | 4.0877 | W6x7 - 14 | 6 | Light Blue | LBL | 0 |  | 1.01-011 | 0.19% | -0.05% | 19 |  | 3 | 75.8344 | 78.8344
1.01 | 1.01-S3.R021 | 1.01-S3.R021.E | 1.01-S3.R021.E-LBL | 2995639.3271 | 13696476.3513 | Interior Array |  |  |  | 77.5978 | 77.5978 | 1.0064 | 81.7821 | 4.1843 | W6x7 - 14 | 6 | Light Blue | LBL | 0 |  | 1.01-011 | 0.19% | -0.05% | 19 |  | 3 | 75.7821 | 78.7821
1.01 | 1.01-S3.R021 | 1.01-S3.R021.F | 1.01-S3.R021.F-LBL | 2995639.3271 | 13696448.873 | Interior Array |  |  |  | 77.5606 | 77.5606 | 1.0355 | 81.7297 | 4.1691 | W6x7 - 14 | 6 | Light Blue | LBL | 0 |  | 1.01-011 | 0.19% | -0.05% | 19 |  | 3 | 75.7297 | 78.7297
1.01 | 1.01-S3.R021 | 1.01-S3.R021.G | 1.01-S3.R021.G-DBL | 2995639.3271 | 13696422.0995 | Interior Motor |  |  |  | 77.2875 | 77.2875 | 1.3022 | 81.6788 | 4.3913 | W6x10.4 - 14 | 6 | Dark Blue | DBL | 0 |  | 1.01-011 | 0.19% | -0.05% | 19 |  | 3.25 | 75.6788 | 78.4288
1.01 | 1.01-S3.R021 | 1.01-S3.R021.H | 1.01-S3.R021.H-LBL | 2995639.3271 | 13696395.3259 | Interior Array |  |  |  | 77.2389 | 77.2389 | 1.3475 | 81.6278 | 4.3889 | W6x7 - 14 | 6 | Light Blue | LBL | 0 |  | 1.01-011 | 0.19% | -0.05% | 19 |  | 3 | 75.6278 | 78.6278
1.01 | 1.01-S3.R021 | 1.01-S3.R021.I | 1.01-S3.R021.I-LBL | 2995639.3271 | 13696367.8476 | Interior Array |  |  |  | 77.4469 | 77.4469 | 1.1373 | 81.5755 | 4.1286 | W6x7 - 14 | 6 | Light Blue | LBL | 0 |  | 1.01-011 | 0.19% | -0.05% | 19 |  | 3 | 75.5755 | 78.5755
1.01 | 1.01-S3.R021 | 1.01-S3.R021.J | 1.01-S3.R021.J-LBL | 2995639.3271 | 13696340.369 | Interior Array |  |  |  | 77.4867 | 77.4867 | 1.0955 | 81.5232 | 4.0365 | W6x7 - 14 | 6 | Light Blue | LBL | 0 |  | 1.01-011 | 0.19% | -0.05% | 19 |  | 3 | 75.5232 | 78.5232
1.01 | 1.01-S3.R021 | 1.01-S3.R021.K | 1.01-S3.R021.K-LBL | 2995639.3271 | 13696312.8907 | Interior Array |  |  |  | 77.4852 | 77.4852 | 1.0949 | 81.4708 | 3.9856 | W6x7 - 14 | 6 | Light Blue | LBL | 0 |  | 1.01-011 | 0.19% | -0.05% | 19 |  | 3 | 75.4708 | 78.4708
1.01 | 1.01-S3.R021 | 1.01-S3.R021.L | 1.01-S3.R021.L-LBL | 2995639.3271 | 13696288.7785 | Interior Array |  |  |  | 77.1759 | 77.1759 | 1.4942 | 81.4249 | 4.249 | W6x7 - 14 | 6 | Light Blue | LBL | 0 |  | 1.01-011 | 0.19% | -0.05% | 19 |  | 3 | 75.4249 | 78.4249
1.01 | 1.01-S3.R022 | 1.01-S3.R022.A | 1.01-S3.R022.A-YEL | 2995659.3271 | 13696579.5325 | Interior Array |  |  |  | 78.0727 | 78.0727 | 0.5614 | 81.9685 | 3.8958 | W6x7 - 13 | 6 | Yellow | YEL | 0 |  | 1.01-011 | 0.19% | -0.05% | 19 |  | 3 | 75.9685 | 78.9685
1.01 | 1.01-S3.R022 | 1.01-S3.R022.B | 1.01-S3.R022.B-LBL | 2995659.3271 | 13696558.7865 | Interior Array |  |  |  | 77.2929 | 77.2929 | 1.3342 | 81.929 | 4.6361 | W6x7 - 14 | 6 | Light Blue | LBL | 0 |  | 1.01-011 | 0.19% | -0.05% | 19 |  | 3 | 75.929 | 78.929
1.01 | 1.01-S3.R022 | 1.01-S3.R022.C | 1.01-S3.R022.C-LBL | 2995659.3271 | 13696531.3082 | Interior Array |  |  |  | 77.4483 | 77.4483 | 1.1621 | 81.8767 | 4.4284 | W6x7 - 14 | 6 | Light Blue | LBL | 0 |  | 1.01-011 | 0.19% | -0.05% | 19 |  | 3 | 75.8767 | 78.8767
1.01 | 1.01-S3.R022 | 1.01-S3.R022.D | 1.01-S3.R022.D-LBL | 2995659.3271 | 13696503.8296 | Interior Array |  |  |  | 77.7433 | 77.7433 | 0.8563 | 81.8244 | 4.0811 | W6x7 - 14 | 6 | Light Blue | LBL | 0 |  | 1.01-011 | 0.19% | -0.05% | 19 |  | 3 | 75.8244 | 78.8244
1.01 | 1.01-S3.R022 | 1.01-S3.R022.E | 1.01-S3.R022.E-YEL | 2995659.3271 | 13696476.3513 | Interior Array |  |  |  | 77.8438 | 77.8438 | 0.7452 | 81.7721 | 3.9283 | W6x7 - 13 | 6 | Yellow | YEL | 0 |  | 1.01-011 | 0.19% | -0.05% | 19 |  | 3 | 75.7721 | 78.7721
1.01 | 1.01-S3.R022 | 1.01-S3.R022.F | 1.01-S3.R022.F-LBL | 2995659.3271 | 13696448.873 | Interior Array |  |  |  | 77.5777 | 77.5777 | 1.0021 | 81.7197 | 4.142 | W6x7 - 14 | 6 | Light Blue | LBL | 0 |  | 1.01-011 | 0.19% | -0.05% | 19 |  | 3 | 75.7197 | 78.7197
1.01 | 1.01-S3.R022 | 1.01-S3.R022.G | 1.01-S3.R022.G-DBL | 2995659.3271 | 13696422.0995 | Interior Motor |  |  |  | 77.2834 | 77.2834 | 1.29 | 81.6688 | 4.3854 | W6x10.4 - 14 | 6 | Dark Blue | DBL | 0 |  | 1.01-011 | 0.19% | -0.05% | 19 |  | 3.25 | 75.6688 | 78.4188
1.01 | 1.01-S3.R022 | 1.01-S3.R022.H | 1.01-S3.R022.H-LBL | 2995659.3271 | 13696395.3259 | Interior Array |  |  |  | 77.5692 | 77.5692 | 0.9995 | 81.6178 | 4.0486 | W6x7 - 14 | 6 | Light Blue | LBL | 0 |  | 1.01-011 | 0.19% | -0.05% | 19 |  | 3 | 75.6178 | 78.6178
1.01 | 1.01-S3.R022 | 1.01-S3.R022.I | 1.01-S3.R022.I-LBL | 2995659.3271 | 13696367.8476 | Interior Array |  |  |  | 77.2555 | 77.2555 | 1.2153 | 81.5655 | 4.31 | W6x7 - 14 | 6 | Light Blue | LBL | 0 |  | 1.01-011 | 0.19% | -0.05% | 19 |  | 3 | 75.5655 | 78.5655
1.01 | 1.01-S3.R022 | 1.01-S3.R022.J | 1.01-S3.R022.J-LBL | 2995659.3271 | 13696340.369 | Interior Array |  |  |  | 77.4769 | 77.4769 | 1.0862 | 81.5132 | 4.0363 | W6x7 - 14 | 6 | Light Blue | LBL | 0 |  | 1.01-011 | 0.19% | -0.05% | 19 |  | 3 | 75.5132 | 78.5132
1.01 | 1.01-S3.R022 | 1.01-S3.R022.K | 1.01-S3.R022.K-LBL | 2995659.3271 | 13696312.8907 | Interior Array |  |  |  | 77.2426 | 77.2426 | 1.3183 | 81.4608 | 4.2182 | W6x7 - 14 | 6 | Light Blue | LBL | 0 |  | 1.01-011 | 0.19% | -0.05% | 19 |  | 3 | 75.4608 | 78.4608
1.01 | 1.01-S3.R022 | 1.01-S3.R022.L | 1.01-S3.R022.L-LBL | 2995659.3271 | 13696288.7785 | Interior Array |  |  |  | 77.4167 | 77.4167 | 1.1151 | 81.4149 | 3.9982 | W6x7 - 14 | 6 | Light Blue | LBL | 0 |  | 1.01-011 | 0.19% | -0.05% | 19 |  | 3 | 75.4149 | 78.4149
1.01 | 1.01-S3.R023 | 1.01-S3.R023.A | 1.01-S3.R023.A-YEL | 2995679.3271 | 13696579.5325 | Interior Array |  |  |  | 78.147 | 78.147 | 0.4779 | 81.9585 | 3.8115 | W6x7 - 13 | 6 | Yellow | YEL | 0 |  | 1.01-011 | 0.19% | -0.05% | 19 |  | 3 | 75.9585 | 78.9585
1.01 | 1.01-S3.R023 | 1.01-S3.R023.B | 1.01-S3.R023.B-LBL | 2995679.3271 | 13696558.7865 | Interior Array |  |  |  | 77.3495 | 77.3495 | 1.2684 | 81.919 | 4.5695 | W6x7 - 14 | 6 | Light Blue | LBL | 0 |  | 1.01-011 | 0.19% | -0.05% | 19 |  | 3 | 75.919 | 78.919
1.01 | 1.01-S3.R023 | 1.01-S3.R023.C | 1.01-S3.R023.C-LBL | 2995679.3271 | 13696531.3082 | Interior Array |  |  |  | 77.2416 | 77.2416 | 1.3493 | 81.8667 | 4.6251 | W6x7 - 14 | 6 | Light Blue | LBL | 0 |  | 1.01-011 | 0.19% | -0.05% | 19 |  | 3 | 75.8667 | 78.8667
1.01 | 1.01-S3.R023 | 1.01-S3.R023.D | 1.01-S3.R023.D-LBL | 2995679.3271 | 13696503.8296 | Interior Array |  |  |  | 77.4915 | 77.4915 | 1.0877 | 81.8144 | 4.3229 | W6x7 - 14 | 6 | Light Blue | LBL | 0 |  | 1.01-011 | 0.19% | -0.05% | 19 |  | 3 | 75.8144 | 78.8144
1.01 | 1.01-S3.R023 | 1.01-S3.R023.E | 1.01-S3.R023.E-LBL | 2995679.3271 | 13696476.3513 | Interior Array |  |  |  | 77.5699 | 77.5699 | 1.0007 | 81.7621 | 4.1922 | W6x7 - 14 | 6 | Light Blue | LBL | 0 |  | 1.01-011 | 0.19% | -0.05% | 19 |  | 3 | 75.7621 | 78.7621
1.01 | 1.01-S3.R023 | 1.01-S3.R023.F | 1.01-S3.R023.F-LBL | 2995679.3271 | 13696448.873 | Interior Array |  |  |  | 77.2085 | 77.2085 | 1.3529 | 81.7097 | 4.5012 | W6x7 - 14 | 6 | Light Blue | LBL | 0 |  | 1.01-011 | 0.19% | -0.05% | 19 |  | 3 | 75.7097 | 78.7097
1.01 | 1.01-S3.R023 | 1.01-S3.R023.G | 1.01-S3.R023.G-DBL | 2995679.3271 | 13696422.0995 | Interior Motor |  |  |  | 77.4785 | 77.4785 | 1.0765 | 81.6588 | 4.1803 | W6x10.4 - 14 | 6 | Dark Blue | DBL | 0 |  | 1.01-011 | 0.19% | -0.05% | 19 |  | 3.25 | 75.6588 | 78.4088
1.01 | 1.01-S3.R023 | 1.01-S3.R023.H | 1.01-S3.R023.H-LBL | 2995679.3271 | 13696395.3259 | Interior Array |  |  |  | 77.2399 | 77.2399 | 1.0297 | 81.6078 | 4.3679 | W6x7 - 14 | 6 | Light Blue | LBL | 0 |  | 1.01-011 | 0.19% | -0.05% | 19 |  | 3 | 75.6078 | 78.6078
1.01 | 1.01-S3.R023 | 1.01-S3.R023.I | 1.01-S3.R023.I-LBL | 2995679.3271 | 13696367.8476 | Interior Array |  |  |  | 77.2143 | 77.2143 | 1.3326 | 81.5555 | 4.3412 | W6x7 - 14 | 6 | Light Blue | LBL | 0 |  | 1.01-011 | 0.19% | -0.05% | 19 |  | 3 | 75.5555 | 78.5555
1.01 | 1.01-S3.R023 | 1.01-S3.R023.J | 1.01-S3.R023.J-LBL | 2995679.3271 | 13696340.369 | Interior Array |  |  |  | 77.2671 | 77.2671 | 1.6208 | 81.5032 | 4.2361 | W6x7 - 14 | 6 | Light Blue | LBL | 0 |  | 1.01-011 | 0.19% | -0.05% | 19 |  | 3 | 75.5032 | 78.5032
1.01 | 1.01-S3.R023 | 1.01-S3.R023.K | 1.01-S3.R023.K-LBL | 2995679.3271 | 13696312.8907 | Interior Array |  |  |  | 77.2467 | 77.2467 | 1.3224 | 81.4508 | 4.2041 | W6x7 - 14 | 6 | Light Blue | LBL | 0 |  | 1.01-011 | 0.19% | -0.05% | 19 |  | 3 | 75.4508 | 78.4508
1.01 | 1.01-S3.R023 | 1.01-S3.R023.L | 1.01-S3.R023.L-LBL | 2995679.3271 | 13696288.7785 | Interior Array |  |  |  | 77.4531 | 77.4531 | 1.0668 | 81.4049 | 3.9518 | W6x7 - 14 | 6 | Light Blue | LBL | 0 |  | 1.01-011 | 0.19% | -0.05% | 19 |  | 3 | 75.4049 | 78.4049
1.01 | 1.01-S3.R024 | 1.01-S3.R024.A | 1.01-S3.R024.A-YEL | 2995699.3274 | 13696579.5325 | Interior Array |  |  |  | 78.0539 | 78.0539 | 0.5633 | 81.9485 | 3.8946 | W6x7 - 13 | 6 | Yellow | YEL | 0 |  | 1.01-011 | 0.19% | -0.05% | 19 |  | 3 | 75.9485 | 78.9485
1.01 | 1.01-S3.R024 | 1.01-S3.R024.B | 1.01-S3.R024.B-YEL | 2995699.3274 | 13696558.7865 | Interior Array |  |  |  | 78.1036 | 78.1036 | 0.505 | 81.909 | 3.8054 | W6x7 - 13 | 6 | Yellow | YEL | 0 |  | 1.01-011 | 0.19% | -0.05% | 19 |  | 3 | 75.909 | 78.909
1.01 | 1.01-S3.R024 | 1.01-S3.R024.C | 1.01-S3.R024.C-LBL | 2995699.3274 | 13696531.3082 | Interior Array |  |  |  | 77.1701 | 77.1701 | 1.4115 | 81.8567 | 4.6866 | W6x7 - 14 | 6 | Light Blue | LBL | 0 |  | 1.01-011 | 0.19% | -0.05% | 19 |  | 3 | 75.8567 | 78.8567
1.01 | 1.01-S3.R024 | 1.01-S3.R024.D | 1.01-S3.R024.D-LBL | 2995699.3274 | 13696503.8296 | Interior Array |  |  |  | 77.2074 | 77.2074 | 1.3515 | 81.8044 | 4.597 | W6x7 - 14 | 6 | Light Blue | LBL | 0 |  | 1.01-011 | 0.19% | -0.05% | 19 |  | 3 | 75.8044 | 78.8044
1.01 | 1.01-S3.R024 | 1.01-S3.R024.E | 1.01-S3.R024.E-LBL | 2995699.3274 | 13696476.3513 | Interior Array |  |  |  | 77.265 | 77.265 | 1.2856 | 81.7521 | 4.4871 | W6x7 - 14 | 6 | Light Blue | LBL | 0 |  | 1.01-011 | 0.19% | -0.05% | 19 |  | 3 | 75.7521 | 78.7521
1.01 | 1.01-S3.R024 | 1.01-S3.R024.F | 1.01-S3.R024.F-LBL | 2995699.3274 | 13696448.873 | Interior Array |  |  |  | 77.2085 | 77.2085 | 1.3345 | 81.6997 | 4.4912 | W6x7 - 14 | 6 | Light Blue | LBL | 0 |  | 1.01-011 | 0.19% | -0.05% | 19 |  | 3 | 75.6997 | 78.6997
1.01 | 1.01-S3.R024 | 1.01-S3.R024.G | 1.01-S3.R024.G-DBL | 2995699.3274 | 13696422.0995 | Interior Motor |  |  |  | 77.3754 | 77.3754 | 1.1611 | 81.6488 | 4.2734 | W6x10.4 - 14 | 6 | Dark Blue | DBL | 0 |  | 1.01-011 | 0.19% | -0.05% | 19 |  | 3.25 | 75.6488 | 78.3988
1.01 | 1.01-S3.R024 | 1.01-S3.R024.H | 1.01-S3.R024.H-LBL | 2995699.3274 | 13696395.3259 | Interior Array |  |  |  | 77.4401 | 77.4401 | 1.0223 | 81.5978 | 4.1577 | W6x7 - 14 | 6 | Light Blue | LBL | 0 |  | 1.01-011 | 0.19% | -0.05% | 19 |  | 3 | 75.5978 | 78.5978
1.01 | 1.01-S3.R024 | 1.01-S3.R024.I | 1.01-S3.R024.I-LBL | 2995699.3274 | 13696367.8476 | Interior Array |  |  |  | 77.0161 | 77.0161 | 1.5116 | 81.5455 | 4.5294 | W6x7 - 14 | 6 | Light Blue | LBL | 0 |  | 1.01-011 | 0.19% | -0.05% | 19 |  | 3 | 75.5455 | 78.5455
1.01 | 1.01-S3.R024 | 1.01-S3.R024.J | 1.01-S3.R024.J-LBL | 2995699.3274 | 13696340.369 | Interior Array |  |  |  | 77.1653 | 77.1653 | 1.3573 | 81.4932 | 4.3279 | W6x7 - 14 | 6 | Light Blue | LBL | 0 |  | 1.01-011 | 0.19% | -0.05% | 19 |  | 3 | 75.4932 | 78.4932
1.01 | 1.01-S3.R024 | 1.01-S3.R024.K | 1.01-S3.R024.K-LBL | 2995699.3274 | 13696312.8907 | Interior Array |  |  |  | 77.4625 | 77.4625 | 1.0546 | 81.4408 | 3.9783 | W6x7 - 14 | 6 | Light Blue | LBL | 0 |  | 1.01-011 | 0.19% | -0.05% | 19 |  | 3 | 75.4408 | 78.4408
1.01 | 1.01-S3.R024 | 1.01-S3.R024.L | 1.01-S3.R024.L-YEL | 2995699.3274 | 13696288.7785 | Interior Array |  |  |  | 77.6774 | 77.6774 | 0.8627 | 81.3949 | 3.7175 | W6x7 - 13 | 6 | Yellow | YEL | 0 |  | 1.01-011 | 0.19% | -0.05% | 19 |  | 3 | 75.3949 | 78.3949
1.01 | 1.01-S3.R025 | 1.01-S3.R025.A | 1.01-S3.R025.A-YEL | 2995719.3273 | 13696579.5325 | Interior Array |  |  |  | 77.7589 | 77.7589 | 0.665 | 81.9385 | 4.1796 | W6x7 - 13 | 6 | Yellow | YEL | 0 |  | 1.01-011 | 0.19% | -0.05% | 19 |  | 3 | 75.9385 | 78.9385
1.01 | 1.01-S3.R025 | 1.01-S3.R025.B | 1.01-S3.R025.B-YEL | 2995719.3273 | 13696558.7865 | Interior Array |  |  |  | 77.8808 | 77.8808 | 0.6372 | 81.899 | 4.0182 | W6x7 - 13 | 6 | Yellow | YEL | 0 |  | 1.01-011 | 0.19% | -0.05% | 19 |  | 3 | 75.899 | 78.899
1.01 | 1.01-S3.R025 | 1.01-S3.R025.C | 1.01-S3.R025.C-YEL | 2995719.3273 | 13696531.3082 | Interior Array |  |  |  | 77.8683 | 77.8683 | 0.6981 | 81.8467 | 3.9784 | W6x7 - 13 | 6 | Yellow | YEL | 0 |  | 1.01-011 | 0.19% | -0.05% | 19 |  | 3 | 75.8467 | 78.8467
1.01 | 1.01-S3.R025 | 1.01-S3.R025.D | 1.01-S3.R025.D-LBL | 2995719.3273 | 13696503.8296 | Interior Array |  |  |  | 77.1751 | 77.1751 | 1.3681 | 81.7944 | 4.6193 | W6x7 - 14 | 6 | Light Blue | LBL | 0 |  | 1.01-011 | 0.19% | -0.05% | 19 |  | 3 | 75.7944 | 78.7944
1.01 | 1.01-S3.R025 | 1.01-S3.R025.E | 1.01-S3.R025.E-LBL | 2995719.3273 | 13696476.3513 | Interior Array |  |  |  | 77.1541 | 77.1541 | 1.3797 | 81.7421 | 4.588 | W6x7 - 14 | 6 | Light Blue | LBL | 0 |  | 1.01-011 | 0.19% | -0.05% | 19 |  | 3 | 75.7421 | 78.7421
1.01 | 1.01-S3.R025 | 1.01-S3.R025.F | 1.01-S3.R025.F-LBL | 2995719.3273 | 13696448.873 | Interior Array |  |  |  | 77.0529 | 77.0529 | 1.4702 | 81.6897 | 4.6368 | W6x7 - 14 | 6 | Light Blue | LBL | 0 |  | 1.01-011 | 0.19% | -0.05% | 19 |  | 3 | 75.6897 | 78.6897
1.01 | 1.01-S3.R025 | 1.01-S3.R025.G | 1.01-S3.R025.G-DBL | 2995719.3273 | 13696422.0995 | Interior Motor |  |  |  | 77.3472 | 77.3472 | 1.1669 | 81.6388 | 4.2916 | W6x10.4 - 14 | 6 | Dark Blue | DBL | 0 |  | 1.01-011 | 0.19% | -0.05% | 19 |  | 3.25 | 75.6388 | 78.3888
1.01 | 1.01-S3.R025 | 1.01-S3.R025.H | 1.01-S3.R025.H-LBL | 2995719.3273 | 13696395.3259 | Interior Array |  |  |  | 77.3231 | 77.3231 | 1.1995 | 81.5878 | 4.2647 | W6x7 - 14 | 6 | Light Blue | LBL | 0 |  | 1.01-011 | 0.19% | -0.05% | 19 |  | 3 | 75.5878 | 78.5878
1.01 | 1.01-S3.R025 | 1.01-S3.R025.I | 1.01-S3.R025.I-LBL | 2995719.3273 | 13696367.8476 | Interior Array |  |  |  | 77.3228 | 77.3228 | 1.1777 | 81.5355 | 4.2127 | W6x7 - 14 | 6 | Light Blue | LBL | 0 |  | 1.01-011 | 0.19% | -0.05% | 19 |  | 3 | 75.5355 | 78.5355
1.01 | 1.01-S3.R025 | 1.01-S3.R025.J | 1.01-S3.R025.J-LBL | 2995719.3273 | 13696340.369 | Interior Array |  |  |  | 77.5765 | 77.5765 | 0.9478 | 81.4832 | 3.9067 | W6x7 - 14 | 6 | Light Blue | LBL | 0 |  | 1.01-011 | 0.19% | -0.05% | 19 |  | 3 | 75.4832 | 78.4832
1.01 | 1.01-S3.R025 | 1.01-S3.R025.K | 1.01-S3.R025.K-YEL | 2995719.3273 | 13696312.8907 | Interior Array |  |  |  | 77.4954 | 77.4954 | 0.7519 | 81.4308 | 3.9354 | W6x7 - 13 | 6 | Yellow | YEL | 0 |  | 1.01-011 | 0.19% | -0.05% | 19 |  | 3 | 75.4308 | 78.4308
1.01 | 1.01-S3.R025 | 1.01-S3.R025.L | 1.01-S3.R025.L-YEL | 2995719.3273 | 13696288.7785 | Interior Array |  |  |  | 77.784 | 77.784 | 0.845 | 81.3849 | 3.6009 | W6x7 - 13 | 6 | Yellow | YEL | 0 |  | 1.01-011 | 0.19% | -0.05% | 19 |  | 3 | 75.3849 | 78.3849
1.01 | 1.01-S3.R026 | 1.01-S3.R026.A | 1.01-S3.R026.A-YEL | 2995739.3273 | 13696579.5325 | Interior Array |  |  |  | 77.7572 | 77.7572 | 0.6634 | 81.9285 | 4.1713 | W6x7 - 13 | 6 | Yellow | YEL | 0 |  | 1.01-011 | 0.19% | -0.05% | 19 |  | 3 | 75.9285 | 78.9285
1.01 | 1.01-S3.R026 | 1.01-S3.R026.B | 1.01-S3.R026.B-YEL | 2995739.3273 | 13696558.7865 | Interior Array |  |  |  | 77.9986 | 77.9986 | 0.6156 | 81.889 | 3.8904 | W6x7 - 13 | 6 | Yellow | YEL | 0 |  | 1.01-011 | 0.19% | -0.05% | 19 |  | 3 | 75.889 | 78.889
1.01 | 1.01-S3.R026 | 1.01-S3.R026.C | 1.01-S3.R026.C-YEL | 2995739.3273 | 13696531.3082 | Interior Array |  |  |  | 77.9623 | 77.9623 | 0.5224 | 81.8367 | 3.8744 | W6x7 - 13 | 6 | Yellow | YEL | 0 |  | 1.01-011 | 0.19% | -0.05% | 19 |  | 3 | 75.8367 | 78.8367
1.01 | 1.01-S3.R026 | 1.01-S3.R026.D | 1.01-S3.R026.D-LBL | 2995739.3273 | 13696503.8296 | Interior Array |  |  |  | 77.0317 | 77.0317 | 1.57 | 81.7844 | 4.7527 | W6x7 - 14 | 6 | Light Blue | LBL | 0 |  | 1.01-011 | 0.19% | -0.05% | 19 |  | 3 | 75.7844 | 78.7844
1.01 | 1.01-S3.R026 | 1.01-S3.R026.E | 1.01-S3.R026.E-LBL | 2995739.3273 | 13696476.3513 | Interior Array |  |  |  | 77.1446 | 77.1446 | 1.373 | 81.7321 | 4.5875 | W6x7 - 14 | 6 | Light Blue | LBL | 0 |  | 1.01-011 | 0.19% | -0.05% | 19 |  | 3 | 75.7321 | 78.7321
1.01 | 1.01-S3.R026 | 1.01-S3.R026.F | 1.01-S3.R026.F-LBL | 2995739.3273 | 13696448.873 | Interior Array |  |  |  | 76.8381 | 76.8381 | 1.6682 | 81.6797 | 4.8416 | W6x7 - 14 | 6 | Light Blue | LBL | 0 |  | 1.01-011 | 0.19% | -0.05% | 19 |  | 3 | 75.6797 | 78.6797
1.01 | 1.01-S3.R026 | 1.01-S3.R026.G | 1.01-S3.R026.G-DBL | 2995739.3273 | 13696422.0995 | Interior Motor |  |  |  | 77.316 | 77.316 | 1.2404 | 81.6288 | 4.3128 | W6x10.4 - 14 | 6 | Dark Blue | DBL | 0 |  | 1.01-011 | 0.19% | -0.05% | 19 |  | 3.25 | 75.6288 | 78.3788
1.01 | 1.01-S3.R026 | 1.01-S3.R026.H | 1.01-S3.R026.H-LBL | 2995739.3273 | 13696395.3259 | Interior Array |  |  |  | 77.3826 | 77.3826 | 1.1007 | 81.5778 | 4.1952 | W6x7 - 14 | 6 | Light Blue | LBL | 0 |  | 1.01-011 | 0.19% | -0.05% | 19 |  | 3 | 75.5778 | 78.5778
1.01 | 1.01-S3.R026 | 1.01-S3.R026.I | 1.01-S3.R026.I-LBL | 2995739.3273 | 13696367.8476 | Interior Array |  |  |  | 77.5008 | 77.5008 | 1.0541 | 81.5255 | 4.0247 | W6x7 - 14 | 6 | Light Blue | LBL | 0 |  | 1.01-011 | 0.19% | -0.05% | 19 |  | 3 | 75.5255 | 78.5255
1.01 | 1.01-S3.R026 | 1.01-S3.R026.J | 1.01-S3.R026.J-LBL | 2995739.3273 | 13696340.369 | Interior Array |  |  |  | 77.6242 | 77.6242 | 0.9371 | 81.4732 | 3.849 | W6x7 - 14 | 6 | Light Blue | LBL | 0 |  | 1.01-011 | 0.19% | -0.05% | 19 |  | 3 | 75.4732 | 78.4732
1.01 | 1.01-S3.R026 | 1.01-S3.R026.K | 1.01-S3.R026.K-YEL | 2995739.3273 | 13696312.8907 | Interior Array |  |  |  | 77.3008 | 77.3008 | 0.8115 | 81.4208 | 4.12 | W6x7 - 13 | 6 | Yellow | YEL | 0 |  | 1.01-011 | 0.19% | -0.05% | 19 |  | 3 | 75.4208 | 78.4208
1.01 | 1.01-S3.R026 | 1.01-S3.R026.L | 1.01-S3.R026.L-YEL | 2995739.3273 | 13696288.7785 | Interior Array |  |  |  | 77.4594 | 77.4594 | 0.7896 | 81.3749 | 3.9155 | W6x7 - 13 | 6 | Yellow | YEL | 0 |  | 1.01-011 | 0.19% | -0.05% | 19 |  | 3 | 75.3749 | 78.3749
1.01 | 1.01-S3.R027 | 1.01-S3.R027.A | 1.01-S3.R027.A-YEL | 2995759.3272 | 13696579.5325 | Interior Array |  |  |  | 77.9026 | 77.9026 | 0.6615 | 81.9185 | 4.0159 | W6x7 - 13 | 6 | Yellow | YEL | 0 |  | 1.01-011 | 0.19% | -0.05% | 19 |  | 3 | 75.9185 | 78.9185
1.01 | 1.01-S3.R027 | 1.01-S3.R027.B | 1.01-S3.R027.B-YEL | 2995759.3272 | 13696558.7865 | Interior Array |  |  |  | 78.0687 | 78.0687 | 0.599 | 81.879 | 3.8103 | W6x7 - 13 | 6 | Yellow | YEL | 0 |  | 1.01-011 | 0.19% | -0.05% | 19 |  | 3 | 75.879 | 78.879
1.01 | 1.01-S3.R027 | 1.01-S3.R027.C | 1.01-S3.R027.C-YEL | 2995759.3272 | 13696531.3082 | Interior Array |  |  |  | 78.0718 | 78.0718 | 0.5087 | 81.8267 | 3.7549 | W6x7 - 13 | 6 | Yellow | YEL | 0 |  | 1.01-011 | 0.19% | -0.05% | 19 |  | 3 | 75.8267 | 78.8267
1.01 | 1.01-S3.R027 | 1.01-S3.R027.D | 1.01-S3.R027.D-YEL | 2995759.3272 | 13696503.8296 | Interior Array |  |  |  | 77.8261 | 77.8261 | 0.6771 | 81.7744 | 3.9483 | W6x7 - 13 | 6 | Yellow | YEL | 0 |  | 1.01-011 | 0.19% | -0.05% | 19 |  | 3 | 75.7744 | 78.7744
1.01 | 1.01-S3.R027 | 1.01-S3.R027.E | 1.01-S3.R027.E-LBL | 2995759.3272 | 13696476.3513 | Interior Array |  |  |  | 77.1851 | 77.1851 | 1.3057 | 81.7221 | 4.537 | W6x7 - 14 | 6 | Light Blue | LBL | 0 |  | 1.01-011 | 0.19% | -0.05% | 19 |  | 3 | 75.7221 | 78.7221
1.01 | 1.01-S3.R027 | 1.01-S3.R027.F | 1.01-S3.R027.F-LBL | 2995759.3272 | 13696448.873 | Interior Array |  |  |  | 77.4379 | 77.4379 | 1.0397 | 81.6697 | 4.2318 | W6x7 - 14 | 6 | Light Blue | LBL | 0 |  | 1.01-011 | 0.19% | -0.05% | 19 |  | 3 | 75.6697 | 78.6697
1.01 | 1.01-S3.R027 | 1.01-S3.R027.G | 1.01-S3.R027.G-DBL | 2995759.3272 | 13696422.0995 | Interior Motor |  |  |  | 77.5185 | 77.5185 | 0.9645 | 81.6188 | 4.1003 | W6x10.4 - 14 | 6 | Dark Blue | DBL | 0 |  | 1.01-011 | 0.19% | -0.05% | 19 |  | 3.25 | 75.6188 | 78.3688
1.01 | 1.01-S3.R027 | 1.01-S3.R027.H | 1.01-S3.R027.H-LBL | 2995759.3272 | 13696395.3259 | Interior Array |  |  |  | 77.2084 | 77.2084 | 1.2349 | 81.5678 | 4.3594 | W6x7 - 14 | 6 | Light Blue | LBL | 0 |  | 1.01-011 | 0.19% | -0.05% | 19 |  | 3 | 75.5678 | 78.5678
1.01 | 1.01-S3.R027 | 1.01-S3.R027.I | 1.01-S3.R027.I-LBL | 2995759.3272 | 13696367.8476 | Interior Array |  |  |  | 77.4257 | 77.4257 | 1.0186 | 81.5155 | 4.0898 | W6x7 - 14 | 6 | Light Blue | LBL | 0 |  | 1.01-011 | 0.19% | -0.05% | 19 |  | 3 | 75.5155 | 78.5155
1.01 | 1.01-S3.R027 | 1.01-S3.R027.J | 1.01-S3.R027.J-LBL | 2995759.3272 | 13696340.369 | Interior Array |  |  |  | 77.4887 | 77.4887 | 0.9379 | 81.4632 | 3.9745 | W6x7 - 14 | 6 | Light Blue | LBL | 0 |  | 1.01-011 | 0.19% | -0.05% | 19 |  | 3 | 75.4632 | 78.4632
1.01 | 1.01-S3.R027 | 1.01-S3.R027.K | 1.01-S3.R027.K-YEL | 2995759.3272 | 13696312.8907 | Interior Array |  |  |  | 77.4429 | 77.4429 | 0.8856 | 81.4108 | 3.9679 | W6x7 - 13 | 6 | Yellow | YEL | 0 |  | 1.01-011 | 0.19% | -0.05% | 19 |  | 3 | 75.4108 | 78.4108
1.01 | 1.01-S3.R027 | 1.01-S3.R027.L | 1.01-S3.R027.L-YEL | 2995759.3272 | 13696288.7785 | Interior Array |  |  |  | 77.3156 | 77.3156 | 0.7364 | 81.3649 | 4.0493 | W6x7 - 13 | 6 | Yellow | YEL | 0 |  | 1.01-011 | 0.19% | -0.05% | 19 |  | 3 | 75.3649 | 78.3649
1.01 | 1.01-S3.R028 | 1.01-S3.R028.A | 1.01-S3.R028.A-YEL | 2995779.3272 | 13696579.5325 | Interior Array |  |  |  | 77.9172 | 77.9172 | 0.6569 | 81.9085 | 3.9913 | W6x7 - 13 | 6 | Yellow | YEL | 0 |  | 1.01-011 | 0.19% | -0.05% | 19 |  | 3 | 75.9085 | 78.9085
1.01 | 1.01-S3.R028 | 1.01-S3.R028.B | 1.01-S3.R028.B-YEL | 2995779.3272 | 13696558.7865 | Interior Array |  |  |  | 77.9496 | 77.9496 | 0.583 | 81.869 | 3.9194 | W6x7 - 13 | 6 | Yellow | YEL | 0 |  | 1.01-011 | 0.19% | -0.05% | 19 |  | 3 | 75.869 | 78.869
1.01 | 1.01-S3.R028 | 1.01-S3.R028.C | 1.01-S3.R028.C-YEL | 2995779.3272 | 13696531.3082 | Interior Array |  |  |  | 77.9287 | 77.9287 | 0.4075 | 81.8167 | 3.888 | W6x7 - 13 | 6 | Yellow | YEL | 0 |  | 1.01-011 | 0.19% | -0.05% | 19 |  | 3 | 75.8167 | 78.8167
1.01 | 1.01-S3.R028 | 1.01-S3.R028.D | 1.01-S3.R028.D-YEL | 2995779.3272 | 13696503.8296 | Interior Array |  |  |  | 77.8723 | 77.8723 | 0.4252 | 81.7644 | 3.8921 | W6x7 - 13 | 6 | Yellow | YEL | 0 |  | 1.01-011 | 0.19% | -0.05% | 19 |  | 3 | 75.7644 | 78.7644
1.01 | 1.01-S3.R028 | 1.01-S3.R028.E | 1.01-S3.R028.E-LBL | 2995779.3272 | 13696476.3513 | Interior Array |  |  |  | 77.0596 | 77.0596 | 1.3756 | 81.7121 | 4.6525 | W6x7 - 14 | 6 | Light Blue | LBL | 0 |  | 1.01-011 | 0.19% | -0.05% | 19 |  | 3 | 75.7121 | 78.7121
1.01 | 1.01-S3.R028 | 1.01-S3.R028.F | 1.01-S3.R028.F-LBL | 2995779.3272 | 13696448.873 | Interior Array |  |  |  | 77.6986 | 77.6986 | 0.768 | 81.6597 | 3.9611 | W6x7 - 14 | 6 | Light Blue | LBL | 0 |  | 1.01-011 | 0.19% | -0.05% | 19 |  | 3 | 75.6597 | 78.6597
1.01 | 1.01-S3.R028 | 1.01-S3.R028.G | 1.01-S3.R028.G-PNK | 2995779.3272 | 13696422.0995 | Interior Motor |  |  |  | 77.0252 | 77.0252 | 1.3984 | 81.6088 | 4.5836 | W6x10.4 - 15.5 | 6 | Pink | PNK | 0 |  | 1.01-011 | 0.19% | -0.05% | 19 |  | 3.25 | 75.6088 | 78.3588
1.01 | 1.01-S3.R028 | 1.01-S3.R028.H | 1.01-S3.R028.H-LBL | 2995779.3272 | 13696395.3259 | Interior Array |  |  |  | 76.802 | 76.802 | 1.4565 | 81.5578 | 4.7558 | W6x7 - 14 | 6 | Light Blue | LBL | 0 |  | 1.01-011 | 0.19% | -0.05% | 19 |  | 3 | 75.5578 | 78.5578
1.01 | 1.01-S3.R028 | 1.01-S3.R028.I | 1.01-S3.R028.I-LBL | 2995779.3272 | 13696367.8476 | Interior Array |  |  |  | 77.255 | 77.255 | 1.004 | 81.5055 | 4.2505 | W6x7 - 14 | 6 | Light Blue | LBL | 0 |  | 1.01-011 | 0.19% | -0.05% | 19 |  | 3 | 75.5055 | 78.5055
1.01 | 1.01-S3.R028 | 1.01-S3.R028.J | 1.01-S3.R028.J-LBL | 2995779.3272 | 13696340.369 | Interior Array |  |  |  | 77.4146 | 77.4146 | 0.945 | 81.4532 | 4.0386 | W6x7 - 14 | 6 | Light Blue | LBL | 0 |  | 1.01-011 | 0.19% | -0.05% | 19 |  | 3 | 75.4532 | 78.4532
1.01 | 1.01-S3.R028 | 1.01-S3.R028.K | 1.01-S3.R028.K-LBL | 2995779.3272 | 13696312.8907 | Interior Array |  |  |  | 77.3203 | 77.3203 | 0.8851 | 81.4008 | 4.0805 | W6x7 - 14 | 6 | Light Blue | LBL | 0 |  | 1.01-011 | 0.19% | -0.05% | 19 |  | 3 | 75.4008 | 78.4008
1.01 | 1.01-S3.R028 | 1.01-S3.R028.L | 1.01-S3.R028.L-YEL | 2995779.3272 | 13696288.7785 | Interior Array |  |  |  | 77.4806 | 77.4806 | 0.7976 | 81.3549 | 3.8743 | W6x7 - 13 | 6 | Yellow | YEL | 0 |  | 1.01-011 | 0.19% | -0.05% | 19 |  | 3 | 75.3549 | 78.3549
1.01 | 1.01-S3.R029 | 1.01-S3.R029.A | 1.01-S3.R029.A-YEL | 2995799.3272 | 13696579.5325 | Interior Array |  |  |  | 77.9122 | 77.9122 | 0.6387 | 81.8985 | 3.9863 | W6x7 - 13 | 6 | Yellow | YEL | 0 |  | 1.01-011 | 0.19% | -0.05% | 19 |  | 3 | 75.8985 | 78.8985
1.01 | 1.01-S3.R029 | 1.01-S3.R029.B | 1.01-S3.R029.B-YEL | 2995799.3272 | 13696558.7865 | Interior Array |  |  |  | 77.9232 | 77.9232 | 0.5661 | 81.859 | 3.9358 | W6x7 - 13 | 6 | Yellow | YEL | 0 |  | 1.01-011 | 0.19% | -0.05% | 19 |  | 3 | 75.859 | 78.859
1.01 | 1.01-S3.R029 | 1.01-S3.R029.C | 1.01-S3.R029.C-YEL | 2995799.3272 | 13696531.3082 | Interior Array |  |  |  | 77.7745 | 77.7745 | 0.2839 | 81.8067 | 4.0322 | W6x7 - 13 | 6 | Yellow | YEL | 0 |  | 1.01-011 | 0.19% | -0.05% | 19 |  | 3 | 75.8067 | 78.8067
1.01 | 1.01-S3.R029 | 1.01-S3.R029.D | 1.01-S3.R029.D-YEL | 2995799.3272 | 13696503.8296 | Interior Array |  |  |  | 77.7721 | 77.7721 | 0.3603 | 81.7544 | 3.9823 | W6x7 - 13 | 6 | Yellow | YEL | 0 |  | 1.01-011 | 0.19% | -0.05% | 19 |  | 3 | 75.7544 | 78.7544
1.01 | 1.01-S3.R029 | 1.01-S3.R029.E | 1.01-S3.R029.E-YEL | 2995799.3272 | 13696476.3513 | Interior Array |  |  |  | 77.9234 | 77.9234 | 0.4769 | 81.7021 | 3.7787 | W6x7 - 13 | 6 | Yellow | YEL | 0 |  | 1.01-011 | 0.19% | -0.05% | 19 |  | 3 | 75.7021 | 78.7021
1.01 | 1.01-S3.R029 | 1.01-S3.R029.F | 1.01-S3.R029.F-LBL | 2995799.3272 | 13696448.873 | Interior Array |  |  |  | 77.0398 | 77.0398 | 1.4105 | 81.6497 | 4.6099 | W6x7 - 14 | 6 | Light Blue | LBL | 0 |  | 1.01-011 | 0.19% | -0.05% | 19 |  | 3 | 75.6497 | 78.6497
1.01 | 1.01-S3.R029 | 1.01-S3.R029.G | 1.01-S3.R029.G-DBL | 2995799.3272 | 13696422.0995 | Interior Motor |  |  |  | 77.6697 | 77.6697 | 0.7042 | 81.5988 | 3.9291 | W6x10.4 - 14 | 6 | Dark Blue | DBL | 0 |  | 1.01-011 | 0.19% | -0.05% | 19 |  | 3.25 | 75.5988 | 78.3488
1.01 | 1.01-S3.R029 | 1.01-S3.R029.H | 1.01-S3.R029.H-LBL | 2995799.3272 | 13696395.3259 | Interior Array |  |  |  | 76.5917 | 76.5917 | 0.7836 | 81.5478 | 4.9561 | W6x7 - 14 | 6 | Light Blue | LBL | 0 |  | 1.01-011 | 0.19% | -0.05% | 19 |  | 3 | 75.5478 | 78.5478
1.01 | 1.01-S3.R029 | 1.01-S3.R029.I | 1.01-S3.R029.I-LBL | 2995799.3272 | 13696367.8476 | Interior Array |  |  |  | 77.2223 | 77.2223 | 0.9432 | 81.4955 | 4.2732 | W6x7 - 14 | 6 | Light Blue | LBL | 0 |  | 1.01-011 | 0.19% | -0.05% | 19 |  | 3 | 75.4955 | 78.4955
1.01 | 1.01-S3.R029 | 1.01-S3.R029.J | 1.01-S3.R029.J-LBL | 2995799.3272 | 13696340.369 | Interior Array |  |  |  | 77.4204 | 77.4204 | 0.9501 | 81.4432 | 4.0228 | W6x7 - 14 | 6 | Light Blue | LBL | 0 |  | 1.01-011 | 0.19% | -0.05% | 19 |  | 3 | 75.4432 | 78.4432
1.01 | 1.01-S3.R029 | 1.01-S3.R029.K | 1.01-S3.R029.K-LBL | 2995799.3272 | 13696312.8907 | Interior Array |  |  |  | 77.3886 | 77.3886 | 0.8935 | 81.3908 | 4.0022 | W6x7 - 14 | 6 | Light Blue | LBL | 0 |  | 1.01-011 | 0.19% | -0.05% | 19 |  | 3 | 75.3908 | 78.3908
1.01 | 1.01-S3.R029 | 1.01-S3.R029.L | 1.01-S3.R029.L-LBL | 2995799.3272 | 13696288.7785 | Interior Array |  |  |  | 77.4815 | 77.4815 | 0.9419 | 81.3449 | 3.8634 | W6x7 - 14 | 6 | Light Blue | LBL | 0 |  | 1.01-011 | 0.19% | -0.05% | 19 |  | 3 | 75.3449 | 78.3449
1.01 | 1.01-S3.R030 | 1.01-S3.R030.A | 1.01-S3.R030.A-LBL | 2995819.3271 | 13696579.5325 | Interior Array |  |  |  | 77.8606 | 77.8606 | 0.5633 | 82.7286 | 4.868 | W6x7 - 14 | 6 | Light Blue | LBL | 0 |  | 1.01-012 | 0.48% | -0.35% | 11 |  | 3 | 76.7286 | 79.7286
1.01 | 1.01-S3.R030 | 1.01-S3.R030.B | 1.01-S3.R030.B-LBL | 2995819.3271 | 13696558.7865 | Interior Array |  |  |  | 77.9045 | 77.9045 | 0.4801 | 82.6282 | 4.7237 | W6x7 - 14 | 6 | Light Blue | LBL | 0 |  | 1.01-012 | 0.48% | -0.35% | 11 |  | 3 | 76.6282 | 79.6282
1.01 | 1.01-S3.R030 | 1.01-S3.R030.C | 1.01-S3.R030.C-LBL | 2995819.3271 | 13696531.3082 | Interior Array |  |  |  | 77.8635 | 77.8635 | 0.1045 | 82.4951 | 4.6316 | W6x7 - 14 | 6 | Light Blue | LBL | 0 |  | 1.01-012 | 0.48% | -0.35% | 11 |  | 3 | 76.4951 | 79.4951
1.01 | 1.01-S3.R030 | 1.01-S3.R030.D | 1.01-S3.R030.D-LBL | 2995819.3271 | 13696503.8296 | Interior Array |  |  |  | 78.0746 | 78.0746 | 0.3303 | 82.3621 | 4.2875 | W6x7 - 14 | 6 | Light Blue | LBL | 0 |  | 1.01-012 | 0.48% | -0.35% | 11 |  | 3 | 76.3621 | 79.3621
1.01 | 1.01-S3.R030 | 1.01-S3.R030.E | 1.01-S3.R030.E-LBL | 2995819.3271 | 13696476.3513 | Interior Array |  |  |  | 77.7562 | 77.7562 | 0.62 | 82.229 | 4.4728 | W6x7 - 14 | 6 | Light Blue | LBL | 0 |  | 1.01-012 | 0.48% | -0.35% | 11 |  | 3 | 76.229 | 79.229
1.01 | 1.01-S3.R030 | 1.01-S3.R030.F | 1.01-S3.R030.F-LBL | 2995819.3271 | 13696448.873 | Interior Array |  |  |  | 77.4396 | 77.4396 | 0.9632 | 82.096 | 4.6564 | W6x7 - 14 | 6 | Light Blue | LBL | 0 |  | 1.01-012 | 0.48% | -0.35% | 11 |  | 3 | 76.096 | 79.096
1.01 | 1.01-S3.R030 | 1.01-S3.R030.G | 1.01-S3.R030.G-DBL | 2995819.3271 | 13696422.0995 | Interior Motor |  |  |  | 76.882 | 76.882 | 0.837 | 81.9663 | 5.0843 | W6x10.4 - 14 | 6 | Dark Blue | DBL | 0 |  | 1.01-012 | 0.48% | -0.35% | 11 |  | 3.25 | 75.9663 | 78.7163
1.01 | 1.01-S3.R030 | 1.01-S3.R030.H | 1.01-S3.R030.H-LBL | 2995819.3271 | 13696395.3259 | Interior Array |  |  |  | 76.4208 | 76.4208 | 0.6962 | 81.8367 | 5.4159 | W6x7 - 14 | 6 | Light Blue | LBL | 0 |  | 1.01-012 | 0.48% | -0.35% | 11 |  | 3 | 75.8367 | 78.8367
1.01 | 1.01-S3.R030 | 1.01-S3.R030.I | 1.01-S3.R030.I-LBL | 2995819.3271 | 13696367.8476 | Interior Array |  |  |  | 77.3127 | 77.3127 | 0.7965 | 81.7037 | 4.391 | W6x7 - 14 | 6 | Light Blue | LBL | 0 |  | 1.01-012 | 0.48% | -0.35% | 11 |  | 3 | 75.7037 | 78.7037
1.01 | 1.01-S3.R030 | 1.01-S3.R030.J | 1.01-S3.R030.J-LBL | 2995819.3271 | 13696340.369 | Interior Array |  |  |  | 77.4447 | 77.4447 | 0.9484 | 81.5706 | 4.1259 | W6x7 - 14 | 6 | Light Blue | LBL | 0 |  | 1.01-012 | 0.48% | -0.35% | 11 |  | 3 | 75.5706 | 78.5706
1.01 | 1.01-S3.R030 | 1.01-S3.R030.K | 1.01-S3.R030.K-LBL | 2995819.3271 | 13696312.8907 | Interior Array |  |  |  | 77.469 | 77.469 | 0.9016 | 81.4375 | 3.9685 | W6x7 - 14 | 6 | Light Blue | LBL | 0 |  | 1.01-012 | 0.48% | -0.35% | 11 |  | 3 | 75.4375 | 78.4375
1.01 | 1.01-S3.R030 | 1.01-S3.R030.L | 1.01-S3.R030.L-LBL | 2995819.3271 | 13696288.7785 | Interior Array |  |  |  | 77.4466 | 77.4466 | 0.8423 | 81.3208 | 3.8742 | W6x7 - 14 | 6 | Light Blue | LBL | 0 |  | 1.01-012 | 0.48% | -0.35% | 11 |  | 3 | 75.3208 | 78.3208
1.01 | 1.01-S3.R031 | 1.01-S3.R031.A | 1.01-S3.R031.A-LBL | 2995839.3271 | 13696579.5325 | Interior Array |  |  |  | 77.8061 | 77.8061 | 0.4995 | 82.6586 | 4.8525 | W6x7 - 14 | 6 | Light Blue | LBL | 0 |  | 1.01-012 | 0.48% | -0.35% | 11 |  | 3 | 76.6586 | 79.6586
1.01 | 1.01-S3.R031 | 1.01-S3.R031.B | 1.01-S3.R031.B-LBL | 2995839.3271 | 13696558.7865 | Interior Array |  |  |  | 77.9258 | 77.9258 | 0.3934 | 82.5582 | 4.6324 | W6x7 - 14 | 6 | Light Blue | LBL | 0 |  | 1.01-012 | 0.48% | -0.35% | 11 |  | 3 | 76.5582 | 79.5582
1.01 | 1.01-S3.R031 | 1.01-S3.R031.C | 1.01-S3.R031.C-YEL | 2995839.3271 | 13696531.3082 | Interior Array |  |  |  | 78.1671 | 78.1671 | -0.0233 | 82.4251 | 4.258 | W6x7 - 13 | 6 | Yellow | YEL | 0 |  | 1.01-012 | 0.48% | -0.35% | 11 |  | 3 | 76.4251 | 79.4251
1.01 | 1.01-S3.R031 | 1.01-S3.R031.D | 1.01-S3.R031.D-LBL | 2995839.3271 | 13696503.8296 | Interior Array |  |  |  | 77.6031 | 77.6031 | 0.7499 | 82.2921 | 4.689 | W6x7 - 14 | 6 | Light Blue | LBL | 0 |  | 1.01-012 | 0.48% | -0.35% | 11 |  | 3 | 76.2921 | 79.2921
1.01 | 1.01-S3.R031 | 1.01-S3.R031.E | 1.01-S3.R031.E-LBL | 2995839.3271 | 13696476.3513 | Interior Array |  |  |  | 77.0527 | 77.0527 | 1.0293 | 82.159 | 5.1063 | W6x7 - 14 | 6 | Light Blue | LBL | 0 |  | 1.01-012 | 0.48% | -0.35% | 11 |  | 3 | 76.159 | 79.159
1.01 | 1.01-S3.R031 | 1.01-S3.R031.F | 1.01-S3.R031.F-LBL | 2995839.3271 | 13696448.873 | Interior Array |  |  |  | 77.1195 | 77.1195 | 0.9765 | 82.026 | 4.9065 | W6x7 - 14 | 6 | Light Blue | LBL | 0 |  | 1.01-012 | 0.48% | -0.35% | 11 |  | 3 | 76.026 | 79.026
1.01 | 1.01-S3.R031 | 1.01-S3.R031.G | 1.01-S3.R031.G-DBL | 2995839.3271 | 13696422.0995 | Interior Motor |  |  |  | 76.5566 | 76.5566 | 0.9328 | 81.8963 | 5.3397 | W6x10.4 - 14 | 6 | Dark Blue | DBL | 0 |  | 1.01-012 | 0.48% | -0.35% | 11 |  | 3.25 | 75.8963 | 78.6463
1.01 | 1.01-S3.R031 | 1.01-S3.R031.H | 1.01-S3.R031.H-LBL | 2995839.3271 | 13696395.3259 | Interior Array |  |  |  | 76.4027 | 76.4027 | 0.7735 | 81.7667 | 5.364 | W6x7 - 14 | 6 | Light Blue | LBL | 0 |  | 1.01-012 | 0.48% | -0.35% | 11 |  | 3 | 75.7667 | 78.7667
1.01 | 1.01-S3.R031 | 1.01-S3.R031.I | 1.01-S3.R031.I-LBL | 2995839.3271 | 13696367.8476 | Interior Array |  |  |  | 76.9974 | 76.9974 | 0.7575 | 81.6337 | 4.6363 | W6x7 - 14 | 6 | Light Blue | LBL | 0 |  | 1.01-012 | 0.48% | -0.35% | 11 |  | 3 | 75.6337 | 78.6337
1.01 | 1.01-S3.R031 | 1.01-S3.R031.J | 1.01-S3.R031.J-LBL | 2995839.3271 | 13696340.369 | Interior Array |  |  |  | 77.2776 | 77.2776 | 0.8198 | 81.5006 | 4.223 | W6x7 - 14 | 6 | Light Blue | LBL | 0 |  | 1.01-012 | 0.48% | -0.35% | 11 |  | 3 | 75.5006 | 78.5006
1.01 | 1.01-S3.R031 | 1.01-S3.R031.K | 1.01-S3.R031.K-LBL | 2995839.3271 | 13696312.8907 | Interior Array |  |  |  | 77.3705 | 77.3705 | 0.9531 | 81.3675 | 3.997 | W6x7 - 14 | 6 | Light Blue | LBL | 0 |  | 1.01-012 | 0.48% | -0.35% | 11 |  | 3 | 75.3675 | 78.3675
1.01 | 1.01-S3.R031 | 1.01-S3.R031.L | 1.01-S3.R031.L-LBL | 2995839.3271 | 13696288.7785 | Interior Array |  |  |  | 77.315 | 77.315 | 0.8683 | 81.2508 | 3.9358 | W6x7 - 14 | 6 | Light Blue | LBL | 0 |  | 1.01-012 | 0.48% | -0.35% | 11 |  | 3 | 75.2508 | 78.2508
1.01 | 1.01-S3.R032 | 1.01-S3.R032.A | 1.01-S3.R032.A-LBL | 2995859.3274 | 13696579.5325 | Interior Array |  |  |  | 77.9887 | 77.9887 | 0.4679 | 82.5886 | 4.5999 | W6x7 - 14 | 6 | Light Blue | LBL | 0 |  | 1.01-012 | 0.48% | -0.35% | 11 |  | 3 | 76.5886 | 79.5886
1.01 | 1.01-S3.R032 | 1.01-S3.R032.B | 1.01-S3.R032.B-LBL | 2995859.3274 | 13696558.7865 | Interior Array |  |  |  | 77.9268 | 77.9268 | 0.365 | 82.4882 | 4.5614 | W6x7 - 14 | 6 | Light Blue | LBL | 0 |  | 1.01-012 | 0.48% | -0.35% | 11 |  | 3 | 76.4882 | 79.4882
1.01 | 1.01-S3.R032 | 1.01-S3.R032.C | 1.01-S3.R032.C-LBL | 2995859.3274 | 13696531.3082 | Interior Array |  |  |  | 78.0035 | 78.0035 | 0.2491 | 82.3551 | 4.3516 | W6x7 - 14 | 6 | Light Blue | LBL | 0 |  | 1.01-012 | 0.48% | -0.35% | 11 |  | 3 | 76.3551 | 79.3551
1.01 | 1.01-S3.R032 | 1.01-S3.R032.D | 1.01-S3.R032.D-LBL | 2995859.3274 | 13696503.8296 | Interior Array |  |  |  | 77.4912 | 77.4912 | 0.7334 | 82.2221 | 4.7309 | W6x7 - 14 | 6 | Light Blue | LBL | 0 |  | 1.01-012 | 0.48% | -0.35% | 11 |  | 3 | 76.2221 | 79.2221
1.01 | 1.01-S3.R032 | 1.01-S3.R032.E | 1.01-S3.R032.E-LBL | 2995859.3274 | 13696476.3513 | Interior Array |  |  |  | 77.2648 | 77.2648 | 0.8875 | 82.089 | 4.8242 | W6x7 - 14 | 6 | Light Blue | LBL | 0 |  | 1.01-012 | 0.48% | -0.35% | 11 |  | 3 | 76.089 | 79.089
1.01 | 1.01-S3.R032 | 1.01-S3.R032.F | 1.01-S3.R032.F-LBL | 2995859.3274 | 13696448.873 | Interior Array |  |  |  | 77.317 | 77.317 | 0.9889 | 81.956 | 4.639 | W6x7 - 14 | 6 | Light Blue | LBL | 0 |  | 1.01-012 | 0.48% | -0.35% | 11 |  | 3 | 75.956 | 78.956
1.01 | 1.01-S3.R032 | 1.01-S3.R032.G | 1.01-S3.R032.G-DBL | 2995859.3274 | 13696422.0995 | Interior Motor |  |  |  | 76.6727 | 76.6727 | 0.9451 | 81.8263 | 5.1536 | W6x10.4 - 14 | 6 | Dark Blue | DBL | 0 |  | 1.01-012 | 0.48% | -0.35% | 11 |  | 3.25 | 75.8263 | 78.5763
1.01 | 1.01-S3.R032 | 1.01-S3.R032.H | 1.01-S3.R032.H-LBL | 2995859.3274 | 13696395.3259 | Interior Array |  |  |  | 75.978 | 75.978 | 0.8904 | 81.6967 | 5.7187 | W6x7 - 14 | 6 | Light Blue | LBL | 0 |  | 1.01-012 | 0.48% | -0.35% | 11 |  | 3 | 75.6967 | 78.6967
1.01 | 1.01-S3.R032 | 1.01-S3.R032.I | 1.01-S3.R032.I-LBL | 2995859.3274 | 13696367.8476 | Interior Array |  |  |  | 76.7326 | 76.7326 | 0.7392 | 81.5637 | 4.8311 | W6x7 - 14 | 6 | Light Blue | LBL | 0 |  | 1.01-012 | 0.48% | -0.35% | 11 |  | 3 | 75.5637 | 78.5637
1.01 | 1.01-S3.R032 | 1.01-S3.R032.J | 1.01-S3.R032.J-LBL | 2995859.3274 | 13696340.369 | Interior Array |  |  |  | 77.2843 | 77.2843 | 0.795 | 81.4306 | 4.1463 | W6x7 - 14 | 6 | Light Blue | LBL | 0 |  | 1.01-012 | 0.48% | -0.35% | 11 |  | 3 | 75.4306 | 78.4306
1.01 | 1.01-S3.R032 | 1.01-S3.R032.K | 1.01-S3.R032.K-LBL | 2995859.3274 | 13696312.8907 | Interior Array |  |  |  | 77.3833 | 77.3833 | 0.8543 | 81.2975 | 3.9142 | W6x7 - 14 | 6 | Light Blue | LBL | 0 |  | 1.01-012 | 0.48% | -0.35% | 11 |  | 3 | 75.2975 | 78.2975
1.01 | 1.01-S3.R032 | 1.01-S3.R032.L | 1.01-S3.R032.L-LBL | 2995859.3274 | 13696288.7785 | Interior Array |  |  |  | 77.3234 | 77.3234 | 0.9126 | 81.1808 | 3.8574 | W6x7 - 14 | 6 | Light Blue | LBL | 0 |  | 1.01-012 | 0.48% | -0.35% | 11 |  | 3 | 75.1808 | 78.1808
1.01 | 1.01-S3.R033 | 1.01-S3.R033.A | 1.01-S3.R033.A-LBL | 2995879.3273 | 13696579.5325 | Interior Array |  |  |  | 77.8632 | 77.8632 | 0.2792 | 82.5186 | 4.6554 | W6x7 - 14 | 6 | Light Blue | LBL | 0 |  | 1.01-012 | 0.48% | -0.35% | 11 |  | 3 | 76.5186 | 79.5186
1.01 | 1.01-S3.R033 | 1.01-S3.R033.B | 1.01-S3.R033.B-LBL | 2995879.3273 | 13696558.7865 | Interior Array |  |  |  | 77.6519 | 77.6519 | 0.6642 | 82.4182 | 4.7663 | W6x7 - 14 | 6 | Light Blue | LBL | 0 |  | 1.01-012 | 0.48% | -0.35% | 11 |  | 3 | 76.4182 | 79.4182
1.01 | 1.01-S3.R033 | 1.01-S3.R033.C | 1.01-S3.R033.C-LBL | 2995879.3273 | 13696531.3082 | Interior Array |  |  |  | 77.5117 | 77.5117 | 0.6646 | 82.2851 | 4.7734 | W6x7 - 14 | 6 | Light Blue | LBL | 0 |  | 1.01-012 | 0.48% | -0.35% | 11 |  | 3 | 76.2851 | 79.2851
1.01 | 1.01-S3.R033 | 1.01-S3.R033.D | 1.01-S3.R033.D-LBL | 2995879.3273 | 13696503.8296 | Interior Array |  |  |  | 77.6138 | 77.6138 | 0.8092 | 82.1521 | 4.5383 | W6x7 - 14 | 6 | Light Blue | LBL | 0 |  | 1.01-012 | 0.48% | -0.35% | 11 |  | 3 | 76.1521 | 79.1521
1.01 | 1.01-S3.R033 | 1.01-S3.R033.E | 1.01-S3.R033.E-LBL | 2995879.3273 | 13696476.3513 | Interior Array |  |  |  | 77.4685 | 77.4685 | 0.6358 | 82.019 | 4.5505 | W6x7 - 14 | 6 | Light Blue | LBL | 0 |  | 1.01-012 | 0.48% | -0.35% | 11 |  | 3 | 76.019 | 79.019
1.01 | 1.01-S3.R033 | 1.01-S3.R033.F | 1.01-S3.R033.F-LBL | 2995879.3273 | 13696448.873 | Interior Array |  |  |  | 77.4581 | 77.4581 | 0.7194 | 81.886 | 4.4279 | W6x7 - 14 | 6 | Light Blue | LBL | 0 |  | 1.01-012 | 0.48% | -0.35% | 11 |  | 3 | 75.886 | 78.886
1.01 | 1.01-S3.R033 | 1.01-S3.R033.G | 1.01-S3.R033.G-DBL | 2995879.3273 | 13696422.0995 | Interior Motor |  |  |  | 76.865 | 76.865 | 0.8761 | 81.7563 | 4.8913 | W6x10.4 - 14 | 6 | Dark Blue | DBL | 0 |  | 1.01-012 | 0.48% | -0.35% | 11 |  | 3.25 | 75.7563 | 78.5063
1.01 | 1.01-S3.R033 | 1.01-S3.R033.H | 1.01-S3.R033.H-LBL | 2995879.3273 | 13696395.3259 | Interior Array |  |  |  | 75.8465 | 75.8465 | 0.9001 | 81.6267 | 5.7802 | W6x7 - 14 | 6 | Light Blue | LBL | 0 |  | 1.01-012 | 0.48% | -0.35% | 11 |  | 3 | 75.6267 | 78.6267
1.01 | 1.01-S3.R033 | 1.01-S3.R033.I | 1.01-S3.R033.I-LBL | 2995879.3273 | 13696367.8476 | Interior Array |  |  |  | 76.531 | 76.531 | 0.8363 | 81.4937 | 4.9627 | W6x7 - 14 | 6 | Light Blue | LBL | 0 |  | 1.01-012 | 0.48% | -0.35% | 11 |  | 3 | 75.4937 | 78.4937
1.01 | 1.01-S3.R033 | 1.01-S3.R033.J | 1.01-S3.R033.J-LBL | 2995879.3273 | 13696340.369 | Interior Array |  |  |  | 77.1923 | 77.1923 | 0.7596 | 81.3606 | 4.1683 | W6x7 - 14 | 6 | Light Blue | LBL | 0 |  | 1.01-012 | 0.48% | -0.35% | 11 |  | 3 | 75.3606 | 78.3606
1.01 | 1.01-S3.R033 | 1.01-S3.R033.K | 1.01-S3.R033.K-LBL | 2995879.3273 | 13696312.8907 | Interior Array |  |  |  | 77.361 | 77.361 | 0.8136 | 81.2275 | 3.8665 | W6x7 - 14 | 6 | Light Blue | LBL | 0 |  | 1.01-012 | 0.48% | -0.35% | 11 |  | 3 | 75.2275 | 78.2275
1.01 | 1.01-S3.R033 | 1.01-S3.R033.L | 1.01-S3.R033.L-LBL | 2995879.3273 | 13696288.7785 | Interior Array |  |  |  | 77.3383 | 77.3383 | 0.8853 | 81.1108 | 3.7725 | W6x7 - 14 | 6 | Light Blue | LBL | 0 |  | 1.01-012 | 0.48% | -0.35% | 11 |  | 3 | 75.1108 | 78.1108
1.01 | 1.01-S3.R034 | 1.01-S3.R034.A | 1.01-S3.R034.A-LBL | 2995899.3273 | 13696579.5325 | Interior Array |  |  |  | 77.9692 | 77.9692 | 0.2568 | 82.4486 | 4.4794 | W6x7 - 14 | 6 | Light Blue | LBL | 0 |  | 1.01-012 | 0.48% | -0.35% | 11 |  | 3 | 76.4486 | 79.4486
1.01 | 1.01-S3.R034 | 1.01-S3.R034.B | 1.01-S3.R034.B-LBL | 2995899.3273 | 13696558.7865 | Interior Array |  |  |  | 77.4635 | 77.4635 | 0.7492 | 82.3482 | 4.8847 | W6x7 - 14 | 6 | Light Blue | LBL | 0 |  | 1.01-012 | 0.48% | -0.35% | 11 |  | 3 | 76.3482 | 79.3482
1.01 | 1.01-S3.R034 | 1.01-S3.R034.C | 1.01-S3.R034.C-LBL | 2995899.3273 | 13696531.3082 | Interior Array |  |  |  | 77.1486 | 77.1486 | 0.7784 | 82.2151 | 5.0665 | W6x7 - 14 | 6 | Light Blue | LBL | 0 |  | 1.01-012 | 0.48% | -0.35% | 11 |  | 3 | 76.2151 | 79.2151
1.01 | 1.01-S3.R034 | 1.01-S3.R034.D | 1.01-S3.R034.D-LBL | 2995899.3273 | 13696503.8296 | Interior Array |  |  |  | 77.2685 | 77.2685 | 0.7305 | 82.0821 | 4.8136 | W6x7 - 14 | 6 | Light Blue | LBL | 0 |  | 1.01-012 | 0.48% | -0.35% | 11 |  | 3 | 76.0821 | 79.0821
1.01 | 1.01-S3.R034 | 1.01-S3.R034.E | 1.01-S3.R034.E-LBL | 2995899.3273 | 13696476.3513 | Interior Array |  |  |  | 77.4639 | 77.4639 | 0.7668 | 81.949 | 4.4851 | W6x7 - 14 | 6 | Light Blue | LBL | 0 |  | 1.01-012 | 0.48% | -0.35% | 11 |  | 3 | 75.949 | 78.949
1.01 | 1.01-S3.R034 | 1.01-S3.R034.F | 1.01-S3.R034.F-LBL | 2995899.3273 | 13696448.873 | Interior Array |  |  |  | 77.656 | 77.656 | 0.7803 | 81.816 | 4.16 | W6x7 - 14 | 6 | Light Blue | LBL | 0 |  | 1.01-012 | 0.48% | -0.35% | 11 |  | 3 | 75.816 | 78.816
1.01 | 1.01-S3.R034 | 1.01-S3.R034.G | 1.01-S3.R034.G-DBL | 2995899.3273 | 13696422.0995 | Interior Motor |  |  |  | 77.0573 | 77.0573 | 0.8234 | 81.6863 | 4.629 | W6x10.4 - 14 | 6 | Dark Blue | DBL | 0 |  | 1.01-012 | 0.48% | -0.35% | 11 |  | 3.25 | 75.6863 | 78.4363
1.01 | 1.01-S3.R034 | 1.01-S3.R034.H | 1.01-S3.R034.H-LBL | 2995899.3273 | 13696395.3259 | Interior Array |  |  |  | 76.1577 | 76.1577 | 0.7034 | 81.5567 | 5.399 | W6x7 - 14 | 6 | Light Blue | LBL | 0 |  | 1.01-012 | 0.48% | -0.35% | 11 |  | 3 | 75.5567 | 78.5567
1.01 | 1.01-S3.R034 | 1.01-S3.R034.I | 1.01-S3.R034.I-LBL | 2995899.3273 | 13696367.8476 | Interior Array |  |  |  | 76.6763 | 76.6763 | 0.8223 | 81.4237 | 4.7474 | W6x7 - 14 | 6 | Light Blue | LBL | 0 |  | 1.01-012 | 0.48% | -0.35% | 11 |  | 3 | 75.4237 | 78.4237
1.01 | 1.01-S3.R034 | 1.01-S3.R034.J | 1.01-S3.R034.J-LBL | 2995899.3273 | 13696340.369 | Interior Array |  |  |  | 77.119 | 77.119 | 0.7393 | 81.2906 | 4.1716 | W6x7 - 14 | 6 | Light Blue | LBL | 0 |  | 1.01-012 | 0.48% | -0.35% | 11 |  | 3 | 75.2906 | 78.2906
1.01 | 1.01-S3.R034 | 1.01-S3.R034.K | 1.01-S3.R034.K-LBL | 2995899.3273 | 13696312.8907 | Interior Array |  |  |  | 77.2953 | 77.2953 | 0.7744 | 81.1575 | 3.8622 | W6x7 - 14 | 6 | Light Blue | LBL | 0 |  | 1.01-012 | 0.48% | -0.35% | 11 |  | 3 | 75.1575 | 78.1575
1.01 | 1.01-S3.R034 | 1.01-S3.R034.L | 1.01-S3.R034.L-LBL | 2995899.3273 | 13696288.7785 | Interior Array |  |  |  | 77.2117 | 77.2117 | 0.8646 | 81.0408 | 3.8291 | W6x7 - 14 | 6 | Light Blue | LBL | 0 |  | 1.01-012 | 0.48% | -0.35% | 11 |  | 3 | 75.0408 | 78.0408
1.01 | 1.01-S3.R035 | 1.01-S3.R035.A | 1.01-S3.R035.A-LBL | 2995919.3272 | 13696579.5325 | Interior Array |  |  |  | 77.8055 | 77.8055 | 0.3465 | 82.3786 | 4.5731 | W6x7 - 14 | 6 | Light Blue | LBL | 0 |  | 1.01-012 | 0.48% | -0.35% | 11 |  | 3 | 76.3786 | 79.3786
1.01 | 1.01-S3.R035 | 1.01-S3.R035.B | 1.01-S3.R035.B-LBL | 2995919.3272 | 13696558.7865 | Interior Array |  |  |  | 77.3998 | 77.3998 | 0.7859 | 82.2782 | 4.8784 | W6x7 - 14 | 6 | Light Blue | LBL | 0 |  | 1.01-012 | 0.48% | -0.35% | 11 |  | 3 | 76.2782 | 79.2782
1.01 | 1.01-S3.R035 | 1.01-S3.R035.C | 1.01-S3.R035.C-LBL | 2995919.3272 | 13696531.3082 | Interior Array |  |  |  | 77.1685 | 77.1685 | 0.8734 | 82.1451 | 4.9766 | W6x7 - 14 | 6 | Light Blue | LBL | 0 |  | 1.01-012 | 0.48% | -0.35% | 11 |  | 3 | 76.1451 | 79.1451
1.01 | 1.01-S3.R035 | 1.01-S3.R035.D | 1.01-S3.R035.D-LBL | 2995919.3272 | 13696503.8296 | Interior Array |  |  |  | 77.252 | 77.252 | 0.8214 | 82.0121 | 4.7601 | W6x7 - 14 | 6 | Light Blue | LBL | 0 |  | 1.01-012 | 0.48% | -0.35% | 11 |  | 3 | 76.0121 | 79.0121
1.01 | 1.01-S3.R035 | 1.01-S3.R035.E | 1.01-S3.R035.E-LBL | 2995919.3272 | 13696476.3513 | Interior Array |  |  |  | 77.4931 | 77.4931 | 0.8378 | 81.879 | 4.3859 | W6x7 - 14 | 6 | Light Blue | LBL | 0 |  | 1.01-012 | 0.48% | -0.35% | 11 |  | 3 | 75.879 | 78.879
1.01 | 1.01-S3.R035 | 1.01-S3.R035.F | 1.01-S3.R035.F-LBL | 2995919.3272 | 13696448.873 | Interior Array |  |  |  | 77.5048 | 77.5048 | 0.8532 | 81.746 | 4.2412 | W6x7 - 14 | 6 | Light Blue | LBL | 0 |  | 1.01-012 | 0.48% | -0.35% | 11 |  | 3 | 75.746 | 78.746
1.01 | 1.01-S3.R035 | 1.01-S3.R035.G | 1.01-S3.R035.G-DBL | 2995919.3272 | 13696422.0995 | Interior Motor |  |  |  | 77.0285 | 77.0285 | 0.8365 | 81.6163 | 4.5878 | W6x10.4 - 14 | 6 | Dark Blue | DBL | 0 |  | 1.01-012 | 0.48% | -0.35% | 11 |  | 3.25 | 75.6163 | 78.3663
1.01 | 1.01-S3.R035 | 1.01-S3.R035.H | 1.01-S3.R035.H-LBL | 2995919.3272 | 13696395.3259 | Interior Array |  |  |  | 76.628 | 76.628 | 0.8151 | 81.4867 | 4.8587 | W6x7 - 14 | 6 | Light Blue | LBL | 0 |  | 1.01-012 | 0.48% | -0.35% | 11 |  | 3 | 75.4867 | 78.4867
1.01 | 1.01-S3.R035 | 1.01-S3.R035.I | 1.01-S3.R035.I-LBL | 2995919.3272 | 13696367.8476 | Interior Array |  |  |  | 76.879 | 76.879 | 0.7786 | 81.3537 | 4.4747 | W6x7 - 14 | 6 | Light Blue | LBL | 0 |  | 1.01-012 | 0.48% | -0.35% | 11 |  | 3 | 75.3537 | 78.3537
1.01 | 1.01-S3.R035 | 1.01-S3.R035.J | 1.01-S3.R035.J-LBL | 2995919.3272 | 13696340.369 | Interior Array |  |  |  | 76.9 | 76.9 | 0.7469 | 81.2206 | 4.3206 | W6x7 - 14 | 6 | Light Blue | LBL | 0 |  | 1.01-012 | 0.48% | -0.35% | 11 |  | 3 | 75.2206 | 78.2206
1.01 | 1.01-S3.R035 | 1.01-S3.R035.K | 1.01-S3.R035.K-LBL | 2995919.3272 | 13696312.8907 | Interior Array |  |  |  | 77.0991 | 77.0991 | 0.9194 | 81.0875 | 3.9884 | W6x7 - 14 | 6 | Light Blue | LBL | 0 |  | 1.01-012 | 0.48% | -0.35% | 11 |  | 3 | 75.0875 | 78.0875
1.01 | 1.01-S3.R035 | 1.01-S3.R035.L | 1.01-S3.R035.L-YEL | 2995919.3272 | 13696288.7785 | Interior Array |  |  |  | 77.1824 | 77.1824 | 0.8632 | 80.9708 | 3.7884 | W6x7 - 13 | 6 | Yellow | YEL | 0 |  | 1.01-012 | 0.48% | -0.35% | 11 |  | 3 | 74.9708 | 77.9708
1.01 | 1.01-S3.R036 | 1.01-S3.R036.A | 1.01-S3.R036.A-LBL | 2995939.3272 | 13696579.5325 | Interior Array |  |  |  | 77.6567 | 77.6567 | 0.7063 | 82.3086 | 4.6519 | W6x7 - 14 | 6 | Light Blue | LBL | 0 |  | 1.01-012 | 0.48% | -0.35% | 11 |  | 3 | 76.3086 | 79.3086
1.01 | 1.01-S3.R036 | 1.01-S3.R036.B | 1.01-S3.R036.B-LBL | 2995939.3272 | 13696558.7865 | Interior Array |  |  |  | 77.1593 | 77.1593 | 0.7167 | 82.2082 | 5.0489 | W6x7 - 14 | 6 | Light Blue | LBL | 0 |  | 1.01-012 | 0.48% | -0.35% | 11 |  | 3 | 76.2082 | 79.2082
1.01 | 1.01-S3.R036 | 1.01-S3.R036.C | 1.01-S3.R036.C-LBL | 2995939.3272 | 13696531.3082 | Interior Array |  |  |  | 77.5081 | 77.5081 | 0.9085 | 82.0751 | 4.567 | W6x7 - 14 | 6 | Light Blue | LBL | 0 |  | 1.01-012 | 0.48% | -0.35% | 11 |  | 3 | 76.0751 | 79.0751
1.01 | 1.01-S3.R036 | 1.01-S3.R036.D | 1.01-S3.R036.D-LBL | 2995939.3272 | 13696503.8296 | Interior Array |  |  |  | 77.2692 | 77.2692 | 0.875 | 81.9421 | 4.6729 | W6x7 - 14 | 6 | Light Blue | LBL | 0 |  | 1.01-012 | 0.48% | -0.35% | 11 |  | 3 | 75.9421 | 78.9421
1.01 | 1.01-S3.R036 | 1.01-S3.R036.E | 1.01-S3.R036.E-LBL | 2995939.3272 | 13696476.3513 | Interior Array |  |  |  | 77.3426 | 77.3426 | 0.8665 | 81.809 | 4.4664 | W6x7 - 14 | 6 | Light Blue | LBL | 0 |  | 1.01-012 | 0.48% | -0.35% | 11 |  | 3 | 75.809 | 78.809
1.01 | 1.01-S3.R036 | 1.01-S3.R036.F | 1.01-S3.R036.F-LBL | 2995939.3272 | 13696448.873 | Interior Array |  |  |  | 77.1579 | 77.1579 | 0.8693 | 81.676 | 4.5181 | W6x7 - 14 | 6 | Light Blue | LBL | 0 |  | 1.01-012 | 0.48% | -0.35% | 11 |  | 3 | 75.676 | 78.676
1.01 | 1.01-S3.R036 | 1.01-S3.R036.G | 1.01-S3.R036.G-DBL | 2995939.3272 | 13696422.0995 | Interior Motor |  |  |  | 77.2007 | 77.2007 | 0.8449 | 81.5463 | 4.3456 | W6x10.4 - 14 | 6 | Dark Blue | DBL | 0 |  | 1.01-012 | 0.48% | -0.35% | 11 |  | 3.25 | 75.5463 | 78.2963
1.01 | 1.01-S3.R036 | 1.01-S3.R036.H | 1.01-S3.R036.H-LBL | 2995939.3272 | 13696395.3259 | Interior Array |  |  |  | 76.7538 | 76.7538 | 0.8223 | 81.4167 | 4.6629 | W6x7 - 14 | 6 | Light Blue | LBL | 0 |  | 1.01-012 | 0.48% | -0.35% | 11 |  | 3 | 75.4167 | 78.4167
1.01 | 1.01-S3.R036 | 1.01-S3.R036.I | 1.01-S3.R036.I-LBL | 2995939.3272 | 13696367.8476 | Interior Array |  |  |  | 76.6542 | 76.6542 | 0.7923 | 81.2837 | 4.6295 | W6x7 - 14 | 6 | Light Blue | LBL | 0 |  | 1.01-012 | 0.48% | -0.35% | 11 |  | 3 | 75.2837 | 78.2837
1.01 | 1.01-S3.R036 | 1.01-S3.R036.J | 1.01-S3.R036.J-LBL | 2995939.3272 | 13696340.369 | Interior Array |  |  |  | 77.0464 | 77.0464 | 0.751 | 81.1506 | 4.1042 | W6x7 - 14 | 6 | Light Blue | LBL | 0 |  | 1.01-012 | 0.48% | -0.35% | 11 |  | 3 | 75.1506 | 78.1506
1.01 | 1.01-S3.R036 | 1.01-S3.R036.K | 1.01-S3.R036.K-LBL | 2995939.3272 | 13696312.8907 | Interior Array |  |  |  | 77.0664 | 77.0664 | 0.8702 | 81.0175 | 3.9511 | W6x7 - 14 | 6 | Light Blue | LBL | 0 |  | 1.01-012 | 0.48% | -0.35% | 11 |  | 3 | 75.0175 | 78.0175
1.01 | 1.01-S3.R036 | 1.01-S3.R036.L | 1.01-S3.R036.L-YEL | 2995939.3272 | 13696288.7785 | Interior Array |  |  |  | 77.1168 | 77.1168 | 0.8672 | 80.9008 | 3.784 | W6x7 - 13 | 6 | Yellow | YEL | 0 |  | 1.01-012 | 0.48% | -0.35% | 11 |  | 3 | 74.9008 | 77.9008
1.01 | 1.01-S3.R037 | 1.01-S3.R037.A | 1.01-S3.R037.A-LBL | 2995959.3272 | 13696579.5325 | Interior Array |  |  |  | 77.5954 | 77.5954 | 0.6736 | 82.2386 | 4.6432 | W6x7 - 14 | 6 | Light Blue | LBL | 0 |  | 1.01-012 | 0.48% | -0.35% | 11 |  | 3 | 76.2386 | 79.2386
1.01 | 1.01-S3.R037 | 1.01-S3.R037.B | 1.01-S3.R037.B-LBL | 2995959.3272 | 13696558.7865 | Interior Array |  |  |  | 77.2756 | 77.2756 | 0.702 | 82.1382 | 4.8626 | W6x7 - 14 | 6 | Light Blue | LBL | 0 |  | 1.01-012 | 0.48% | -0.35% | 11 |  | 3 | 76.1382 | 79.1382
1.01 | 1.01-S3.R037 | 1.01-S3.R037.C | 1.01-S3.R037.C-LBL | 2995959.3272 | 13696531.3082 | Interior Array |  |  |  | 77.4705 | 77.4705 | 0.9547 | 82.0051 | 4.5346 | W6x7 - 14 | 6 | Light Blue | LBL | 0 |  | 1.01-012 | 0.48% | -0.35% | 11 |  | 3 | 76.0051 | 79.0051
1.01 | 1.01-S3.R037 | 1.01-S3.R037.D | 1.01-S3.R037.D-LBL | 2995959.3272 | 13696503.8296 | Interior Array |  |  |  | 77.4951 | 77.4951 | 0.9307 | 81.8721 | 4.377 | W6x7 - 14 | 6 | Light Blue | LBL | 0 |  | 1.01-012 | 0.48% | -0.35% | 11 |  | 3 | 75.8721 | 78.8721
1.01 | 1.01-S3.R037 | 1.01-S3.R037.E | 1.01-S3.R037.E-LBL | 2995959.3272 | 13696476.3513 | Interior Array |  |  |  | 77.4626 | 77.4626 | 0.918 | 81.739 | 4.2764 | W6x7 - 14 | 6 | Light Blue | LBL | 0 |  | 1.01-012 | 0.48% | -0.35% | 11 |  | 3 | 75.739 | 78.739
1.01 | 1.01-S3.R037 | 1.01-S3.R037.F | 1.01-S3.R037.F-LBL | 2995959.3272 | 13696448.873 | Interior Array |  |  |  | 77.3479 | 77.3479 | 0.899 | 81.606 | 4.2581 | W6x7 - 14 | 6 | Light Blue | LBL | 0 |  | 1.01-012 | 0.48% | -0.35% | 11 |  | 3 | 75.606 | 78.606
1.01 | 1.01-S3.R037 | 1.01-S3.R037.G | 1.01-S3.R037.G-DBL | 2995959.3272 | 13696422.0995 | Interior Motor |  |  |  | 77.428 | 77.428 | 0.8745 | 81.4763 | 4.0483 | W6x10.4 - 14 | 6 | Dark Blue | DBL | 0 |  | 1.01-012 | 0.48% | -0.35% | 11 |  | 3.25 | 75.4763 | 78.2263
1.01 | 1.01-S3.R037 | 1.01-S3.R037.H | 1.01-S3.R037.H-LBL | 2995959.3272 | 13696395.3259 | Interior Array |  |  |  | 76.8663 | 76.8663 | 0.8434 | 81.3467 | 4.4804 | W6x7 - 14 | 6 | Light Blue | LBL | 0 |  | 1.01-012 | 0.48% | -0.35% | 11 |  | 3 | 75.3467 | 78.3467
1.01 | 1.01-S3.R037 | 1.01-S3.R037.I | 1.01-S3.R037.I-LBL | 2995959.3272 | 13696367.8476 | Interior Array |  |  |  | 76.7581 | 76.7581 | 0.8139 | 81.2137 | 4.4556 | W6x7 - 14 | 6 | Light Blue | LBL | 0 |  | 1.01-012 | 0.48% | -0.35% | 11 |  | 3 | 75.2137 | 78.2137
1.01 | 1.01-S3.R037 | 1.01-S3.R037.J | 1.01-S3.R037.J-LBL | 2995959.3272 | 13696340.369 | Interior Array |  |  |  | 77.0559 | 77.0559 | 0.7165 | 81.0806 | 4.0247 | W6x7 - 14 | 6 | Light Blue | LBL | 0 |  | 1.01-012 | 0.48% | -0.35% | 11 |  | 3 | 75.0806 | 78.0806
1.01 | 1.01-S3.R037 | 1.01-S3.R037.K | 1.01-S3.R037.K-LBL | 2995959.3272 | 13696312.8907 | Interior Array |  |  |  | 77.0353 | 77.0353 | 0.8172 | 80.9475 | 3.9122 | W6x7 - 14 | 6 | Light Blue | LBL | 0 |  | 1.01-012 | 0.48% | -0.35% | 11 |  | 3 | 74.9475 | 77.9475
1.01 | 1.01-S3.R037 | 1.01-S3.R037.L | 1.01-S3.R037.L-YEL | 2995959.3272 | 13696288.7785 | Interior Array |  |  |  | 77.0334 | 77.0334 | 0.9034 | 80.8308 | 3.7974 | W6x7 - 13 | 6 | Yellow | YEL | 0 |  | 1.01-012 | 0.48% | -0.35% | 11 |  | 3 | 74.8308 | 77.8308
1.01 | 1.01-S3.R038 | 1.01-S3.R038.A | 1.01-S3.R038.A-LBL | 2995979.3271 | 13696579.5325 | Interior Array |  |  |  | 77.3713 | 77.3713 | 0.6852 | 82.1686 | 4.7973 | W6x7 - 14 | 6 | Light Blue | LBL | 0 |  | 1.01-012 | 0.48% | -0.35% | 11 |  | 3 | 76.1686 | 79.1686
1.01 | 1.01-S3.R038 | 1.01-S3.R038.B | 1.01-S3.R038.B-LBL | 2995979.3271 | 13696558.7865 | Interior Array |  |  |  | 77.1863 | 77.1863 | 0.728 | 82.0682 | 4.8819 | W6x7 - 14 | 6 | Light Blue | LBL | 0 |  | 1.01-012 | 0.48% | -0.35% | 11 |  | 3 | 76.0682 | 79.0682
1.01 | 1.01-S3.R038 | 1.01-S3.R038.C | 1.01-S3.R038.C-ORA | 2995979.3271 | 13696531.3082 | Interior Array |  |  |  | 77.2144 | 77.2144 | 1.0245 | 81.9351 | 4.7207 | W6x7 - 15.5 | 6 | Orange | ORA | 0 |  | 1.01-012 | 0.48% | -0.35% | 11 |  | 3 | 75.9351 | 78.9351
1.01 | 1.01-S3.R038 | 1.01-S3.R038.D | 1.01-S3.R038.D-LBL | 2995979.3271 | 13696503.8296 | Interior Array |  |  |  | 77.1876 | 77.1876 | 0.9999 | 81.8021 | 4.6145 | W6x7 - 14 | 6 | Light Blue | LBL | 0 |  | 1.01-012 | 0.48% | -0.35% | 11 |  | 3 | 75.8021 | 78.8021
1.01 | 1.01-S3.R038 | 1.01-S3.R038.E | 1.01-S3.R038.E-LBL | 2995979.3271 | 13696476.3513 | Interior Array |  |  |  | 77.0927 | 77.0927 | 0.9677 | 81.669 | 4.5763 | W6x7 - 14 | 6 | Light Blue | LBL | 0 |  | 1.01-012 | 0.48% | -0.35% | 11 |  | 3 | 75.669 | 78.669
1.01 | 1.01-S3.R038 | 1.01-S3.R038.F | 1.01-S3.R038.F-LBL | 2995979.3271 | 13696448.873 | Interior Array |  |  |  | 77.1459 | 77.1459 | 0.9484 | 81.536 | 4.3901 | W6x7 - 14 | 6 | Light Blue | LBL | 0 |  | 1.01-012 | 0.48% | -0.35% | 11 |  | 3 | 75.536 | 78.536
1.01 | 1.01-S3.R038 | 1.01-S3.R038.G | 1.01-S3.R038.G-DBL | 2995979.3271 | 13696422.0995 | Interior Motor |  |  |  | 77.1464 | 77.1464 | 0.917 | 81.4063 | 4.2599 | W6x10.4 - 14 | 6 | Dark Blue | DBL | 0 |  | 1.01-012 | 0.48% | -0.35% | 11 |  | 3.25 | 75.4063 | 78.1563
1.01 | 1.01-S3.R038 | 1.01-S3.R038.H | 1.01-S3.R038.H-LBL | 2995979.3271 | 13696395.3259 | Interior Array |  |  |  | 76.8956 | 76.8956 | 0.884 | 81.2767 | 4.3811 | W6x7 - 14 | 6 | Light Blue | LBL | 0 |  | 1.01-012 | 0.48% | -0.35% | 11 |  | 3 | 75.2767 | 78.2767
1.01 | 1.01-S3.R038 | 1.01-S3.R038.I | 1.01-S3.R038.I-LBL | 2995979.3271 | 13696367.8476 | Interior Array |  |  |  | 76.586 | 76.586 | 0.8052 | 81.1437 | 4.5577 | W6x7 - 14 | 6 | Light Blue | LBL | 0 |  | 1.01-012 | 0.48% | -0.35% | 11 |  | 3 | 75.1437 | 78.1437
1.01 | 1.01-S3.R038 | 1.01-S3.R038.J | 1.01-S3.R038.J-LBL | 2995979.3271 | 13696340.369 | Interior Array |  |  |  | 76.8459 | 76.8459 | 0.7495 | 81.0106 | 4.1647 | W6x7 - 14 | 6 | Light Blue | LBL | 0 |  | 1.01-012 | 0.48% | -0.35% | 11 |  | 3 | 75.0106 | 78.0106
1.01 | 1.01-S3.R038 | 1.01-S3.R038.K | 1.01-S3.R038.K-LBL | 2995979.3271 | 13696312.8907 | Interior Array |  |  |  | 76.9433 | 76.9433 | 0.9122 | 80.8775 | 3.9342 | W6x7 - 14 | 6 | Light Blue | LBL | 0 |  | 1.01-012 | 0.48% | -0.35% | 11 |  | 3 | 74.8775 | 77.8775
1.01 | 1.01-S3.R038 | 1.01-S3.R038.L | 1.01-S3.R038.L-YEL | 2995979.3271 | 13696288.7785 | Interior Array |  |  |  | 76.9834 | 76.9834 | 0.9476 | 80.7608 | 3.7774 | W6x7 - 13 | 6 | Yellow | YEL | 0 |  | 1.01-012 | 0.48% | -0.35% | 11 |  | 3 | 74.7608 | 77.7608
1.01 | 1.01-S3.R039 | 1.01-S3.R039.A | 1.01-S3.R039.A-LBL | 2995999.3271 | 13696579.5325 | Interior Array |  |  |  | 77.4296 | 77.4296 | 0.6009 | 82.0986 | 4.669 | W6x7 - 14 | 6 | Light Blue | LBL | 0 |  | 1.01-012 | 0.48% | -0.35% | 11 |  | 3 | 76.0986 | 79.0986
1.01 | 1.01-S3.R039 | 1.01-S3.R039.B | 1.01-S3.R039.B-LBL | 2995999.3271 | 13696558.7865 | Interior Array |  |  |  | 77.2568 | 77.2568 | 0.7617 | 81.9982 | 4.7414 | W6x7 - 14 | 6 | Light Blue | LBL | 0 |  | 1.01-012 | 0.48% | -0.35% | 11 |  | 3 | 75.9982 | 78.9982
1.01 | 1.01-S3.R039 | 1.01-S3.R039.C | 1.01-S3.R039.C-ORA | 2995999.3271 | 13696531.3082 | Interior Array |  |  |  | 77.1437 | 77.1437 | 1.0657 | 81.8651 | 4.7214 | W6x7 - 15.5 | 6 | Orange | ORA | 0 |  | 1.01-012 | 0.48% | -0.35% | 11 |  | 3 | 75.8651 | 78.8651
1.01 | 1.01-S3.R039 | 1.01-S3.R039.D | 1.01-S3.R039.D-LBL | 2995999.3271 | 13696503.8296 | Interior Array |  |  |  | 77.0409 | 77.0409 | 1.0686 | 81.7321 | 4.6912 | W6x7 - 14 | 6 | Light Blue | LBL | 0 |  | 1.01-012 | 0.48% | -0.35% | 11 |  | 3 | 75.7321 | 78.7321
1.01 | 1.01-S3.R039 | 1.01-S3.R039.E | 1.01-S3.R039.E-LBL | 2995999.3271 | 13696476.3513 | Interior Array |  |  |  | 77.0621 | 77.0621 | 1.033 | 81.599 | 4.5369 | W6x7 - 14 | 6 | Light Blue | LBL | 0 |  | 1.01-012 | 0.48% | -0.35% | 11 |  | 3 | 75.599 | 78.599
1.01 | 1.01-S3.R039 | 1.01-S3.R039.F | 1.01-S3.R039.F-LBL | 2995999.3271 | 13696448.873 | Interior Array |  |  |  | 77.0626 | 77.0626 | 0.9979 | 81.466 | 4.4034 | W6x7 - 14 | 6 | Light Blue | LBL | 0 |  | 1.01-012 | 0.48% | -0.35% | 11 |  | 3 | 75.466 | 78.466
1.01 | 1.01-S3.R039 | 1.01-S3.R039.G | 1.01-S3.R039.G-DBL | 2995999.3271 | 13696422.0995 | Interior Motor |  |  |  | 76.9929 | 76.9929 | 0.9637 | 81.3363 | 4.3434 | W6x10.4 - 14 | 6 | Dark Blue | DBL | 0 |  | 1.01-012 | 0.48% | -0.35% | 11 |  | 3.25 | 75.3363 | 78.0863
1.01 | 1.01-S3.R039 | 1.01-S3.R039.H | 1.01-S3.R039.H-LBL | 2995999.3271 | 13696395.3259 | Interior Array |  |  |  | 76.7375 | 76.7375 | 0.9267 | 81.2067 | 4.4692 | W6x7 - 14 | 6 | Light Blue | LBL | 0 |  | 1.01-012 | 0.48% | -0.35% | 11 |  | 3 | 75.2067 | 78.2067
1.01 | 1.01-S3.R039 | 1.01-S3.R039.I | 1.01-S3.R039.I-LBL | 2995999.3271 | 13696367.8476 | Interior Array |  |  |  | 76.5706 | 76.5706 | 0.7362 | 81.0737 | 4.5031 | W6x7 - 14 | 6 | Light Blue | LBL | 0 |  | 1.01-012 | 0.48% | -0.35% | 11 |  | 3 | 75.0737 | 78.0737
1.01 | 1.01-S3.R039 | 1.01-S3.R039.J | 1.01-S3.R039.J-LBL | 2995999.3271 | 13696340.369 | Interior Array |  |  |  | 76.6126 | 76.6126 | 0.7788 | 80.9406 | 4.328 | W6x7 - 14 | 6 | Light Blue | LBL | 0 |  | 1.01-012 | 0.48% | -0.35% | 11 |  | 3 | 74.9406 | 77.9406
1.01 | 1.01-S3.R039 | 1.01-S3.R039.K | 1.01-S3.R039.K-LBL | 2995999.3271 | 13696312.8907 | Interior Array |  |  |  | 76.7839 | 76.7839 | 0.8984 | 80.8075 | 4.0236 | W6x7 - 14 | 6 | Light Blue | LBL | 0 |  | 1.01-012 | 0.48% | -0.35% | 11 |  | 3 | 74.8075 | 77.8075
1.01 | 1.01-S3.R039 | 1.01-S3.R039.L | 1.01-S3.R039.L-YEL | 2995999.3271 | 13696288.7785 | Interior Array |  |  |  | 76.8254 | 76.8254 | 0.9826 | 80.6908 | 3.8654 | W6x7 - 13 | 6 | Yellow | YEL | 0 |  | 1.01-012 | 0.48% | -0.35% | 11 |  | 3 | 74.6908 | 77.6908
1.01 | 1.01-S3.R040 | 1.01-S3.R040.A | 1.01-S3.R040.A-LBL | 2996019.327 | 13696579.5325 | Interior Array |  |  |  | 77.3648 | 77.3648 | 0.5981 | 82.0286 | 4.6638 | W6x7 - 14 | 6 | Light Blue | LBL | 0 |  | 1.01-012 | 0.48% | -0.35% | 11 |  | 3 | 76.0286 | 79.0286
1.01 | 1.01-S3.R040 | 1.01-S3.R040.B | 1.01-S3.R040.B-LBL | 2996019.327 | 13696558.7865 | Interior Array |  |  |  | 77.0026 | 77.0026 | 0.734 | 81.9282 | 4.9256 | W6x7 - 14 | 6 | Light Blue | LBL | 0 |  | 1.01-012 | 0.48% | -0.35% | 11 |  | 3 | 75.9282 | 78.9282
1.01 | 1.01-S3.R040 | 1.01-S3.R040.C | 1.01-S3.R040.C-LBL | 2996019.327 | 13696531.3082 | Interior Array |  |  |  | 77.2999 | 77.2999 | 1.0547 | 81.7951 | 4.4952 | W6x7 - 14 | 6 | Light Blue | LBL | 0 |  | 1.01-012 | 0.48% | -0.35% | 11 |  | 3 | 75.7951 | 78.7951
1.01 | 1.01-S3.R040 | 1.01-S3.R040.D | 1.01-S3.R040.D-LBL | 2996019.327 | 13696503.8296 | Interior Array |  |  |  | 77.1033 | 77.1033 | 1.1085 | 81.6621 | 4.5588 | W6x7 - 14 | 6 | Light Blue | LBL | 0 |  | 1.01-012 | 0.48% | -0.35% | 11 |  | 3 | 75.6621 | 78.6621
1.01 | 1.01-S3.R040 | 1.01-S3.R040.E | 1.01-S3.R040.E-LBL | 2996019.327 | 13696476.3513 | Interior Array |  |  |  | 77.007 | 77.007 | 1.0619 | 81.529 | 4.522 | W6x7 - 14 | 6 | Light Blue | LBL | 0 |  | 1.01-012 | 0.48% | -0.35% | 11 |  | 3 | 75.529 | 78.529
1.01 | 1.01-S3.R040 | 1.01-S3.R040.F | 1.01-S3.R040.F-LBL | 2996019.327 | 13696448.873 | Interior Array |  |  |  | 76.9171 | 76.9171 | 1.0325 | 81.396 | 4.4789 | W6x7 - 14 | 6 | Light Blue | LBL | 0 |  | 1.01-012 | 0.48% | -0.35% | 11 |  | 3 | 75.396 | 78.396
1.01 | 1.01-S3.R040 | 1.01-S3.R040.G | 1.01-S3.R040.G-PRP | 2996019.327 | 13696422.0995 | Dead End Motor |  |  |  | 76.821 | 76.821 | 1.0034 | 81.2663 | 4.4453 | W6x20 - 16 | 5.25 | Purple | PRP | 0 |  | 1.01-012 | 0.48% | -0.35% | 11 | Dead End | 3.75 | 76.0163 | 77.5163
1.01 | 1.01-S3.R040 | 1.01-S3.R040.H | 1.01-S3.R040.H-LBL | 2996019.327 | 13696395.3259 | Interior Array |  |  |  | 76.708 | 76.708 | 0.9024 | 81.1367 | 4.4287 | W6x7 - 14 | 6 | Light Blue | LBL | 0 |  | 1.01-012 | 0.48% | -0.35% | 11 |  | 3 | 75.1367 | 78.1367
1.01 | 1.01-S3.R040 | 1.01-S3.R040.I | 1.01-S3.R040.I-LBL | 2996019.327 | 13696367.8476 | Interior Array |  |  |  | 76.5354 | 76.5354 | 0.7474 | 81.0037 | 4.4683 | W6x7 - 14 | 6 | Light Blue | LBL | 0 |  | 1.01-012 | 0.48% | -0.35% | 11 |  | 3 | 75.0037 | 78.0037
1.01 | 1.01-S3.R040 | 1.01-S3.R040.J | 1.01-S3.R040.J-LBL | 2996019.327 | 13696340.369 | Interior Array |  |  |  | 76.5149 | 76.5149 | 0.8284 | 80.8706 | 4.3557 | W6x7 - 14 | 6 | Light Blue | LBL | 0 |  | 1.01-012 | 0.48% | -0.35% | 11 |  | 3 | 74.8706 | 77.8706
1.01 | 1.01-S3.R040 | 1.01-S3.R040.K | 1.01-S3.R040.K-YEL | 2996019.327 | 13696312.8907 | Interior Array |  |  |  | 76.6915 | 76.6915 | 0.918 | 80.7375 | 4.046 | W6x7 - 13 | 6 | Yellow | YEL | 0 |  | 1.01-012 | 0.48% | -0.35% | 11 |  | 3 | 74.7375 | 77.7375
1.01 | 1.01-S3.R040 | 1.01-S3.R040.L | 1.01-S3.R040.L-YEL | 2996019.327 | 13696288.7785 | Interior Array |  |  |  | 76.7335 | 76.7335 | 1.0201 | 80.6208 | 3.8873 | W6x7 - 13 | 6 | Yellow | YEL | 0 |  | 1.01-012 | 0.48% | -0.35% | 11 |  | 3 | 74.6208 | 77.6208
1.01 | 1.01-S4.R010 | 1.01-S4.R010.A | 1.01-S4.R010.A-RED | 2995419.3273 | 13696260.2707 | Exterior Array |  |  |  | 77.3623 | 77.3623 | 1.2506 | 81.64 | 4.2777 | W6x12 - 16.5 | 4.5 | Red | RED | 0 |  | 1.01-013 | -0.04% | -0.16% | 2 |  | 3 | 77.14 | 78.64
1.01 | 1.01-S4.R010 | 1.01-S4.R010.B | 1.01-S4.R010.B-RED | 2995419.3273 | 13696239.5247 | Exterior Array |  |  |  | 77.6356 | 77.6356 | 1.1242 | 81.6479 | 4.0123 | W6x12 - 16.5 | 4.5 | Red | RED | 0 |  | 1.01-013 | -0.04% | -0.16% | 2 |  | 3 | 77.1479 | 78.6479
1.01 | 1.01-S4.R010 | 1.01-S4.R010.C | 1.01-S4.R010.C-WHT | 2995419.3273 | 13696212.0464 | Exterior Array |  |  |  | 77.503 | 77.503 | 1.2488 | 81.6585 | 4.1555 | W6x15 - 15.5 | 6 | White | WHT | 0 |  | 1.01-013 | -0.04% | -0.16% | 2 | N/S | 3.75 | 75.6585 | 77.9085
1.01 | 1.01-S4.R010 | 1.01-S4.R010.D | 1.01-S4.R010.D-WHT | 2995419.3273 | 13696184.5678 | Exterior Array |  |  |  | 77.4892 | 77.4892 | 1.2989 | 81.669 | 4.1798 | W6x15 - 15.5 | 6 | White | WHT | 0 |  | 1.01-013 | -0.04% | -0.16% | 2 | N/S | 3.75 | 75.669 | 77.919
1.01 | 1.01-S4.R010 | 1.01-S4.R010.E | 1.01-S4.R010.E-WHT | 2995419.3273 | 13696157.0895 | Exterior Array |  |  |  | 77.6143 | 77.6143 | 1.1443 | 81.6795 | 4.0652 | W6x15 - 15.5 | 6 | White | WHT | 0 |  | 1.01-013 | -0.04% | -0.16% | 2 | N/S | 3.75 | 75.6795 | 77.9295
1.01 | 1.01-S4.R010 | 1.01-S4.R010.F | 1.01-S4.R010.F-RED | 2995419.3273 | 13696129.6112 | Exterior Array |  |  |  | 77.7638 | 77.7638 | 1.032 | 81.69 | 3.9262 | W6x12 - 16.5 | 4.33 | Red | RED | 0 |  | 1.01-013 | -0.04% | -0.16% | 2 | N/S | 3.75 | 77.36 | 77.94
1.01 | 1.01-S4.R010 | 1.01-S4.R010.G | 1.01-S4.R010.G-PRP | 2995419.3273 | 13696102.8376 | Dead End Motor |  |  |  | 77.8363 | 77.8363 | 0.9198 | 81.7002 | 3.8639 | W6x20 - 16 | 5.25 | Purple | PRP | 0 |  | 1.01-013 | -0.04% | -0.16% | 2 | Dead End | 3.75 | 76.4502 | 77.9502
1.01 | 1.01-S4.R010 | 1.01-S4.R010.H | 1.01-S4.R010.H-RED | 2995419.3273 | 13696076.0641 | Exterior Array |  |  |  | 77.6769 | 77.6769 | 1.0517 | 81.7105 | 4.0336 | W6x12 - 16.5 | 4.5 | Red | RED | 0 |  | 1.01-013 | -0.04% | -0.16% | 2 |  | 3 | 77.2105 | 78.7105
1.01 | 1.01-S4.R010 | 1.01-S4.R010.I | 1.01-S4.R010.I-RED | 2995419.3273 | 13696048.5858 | Exterior Array |  |  |  | 77.5918 | 77.5918 | 0.9702 | 81.721 | 4.1292 | W6x12 - 16.5 | 4.5 | Red | RED | 0 |  | 1.01-013 | -0.04% | -0.16% | 2 |  | 3 | 77.221 | 78.721
1.01 | 1.01-S4.R010 | 1.01-S4.R010.J | 1.01-S4.R010.J-RED | 2995419.3273 | 13696021.1075 | Exterior Array |  |  |  | 77.5824 | 77.5824 | 0.8918 | 81.7315 | 4.1491 | W6x12 - 16.5 | 4.5 | Red | RED | 0 |  | 1.01-013 | -0.04% | -0.16% | 2 |  | 3 | 77.2315 | 78.7315
1.01 | 1.01-S4.R010 | 1.01-S4.R010.K | 1.01-S4.R010.K-RED | 2995419.3273 | 13695993.6289 | Exterior Array |  |  |  | 77.8046 | 77.8046 | 0.9181 | 81.742 | 3.9374 | W6x12 - 16.5 | 4.5 | Red | RED | 0 |  | 1.01-013 | -0.04% | -0.16% | 2 |  | 3 | 77.242 | 78.742
1.01 | 1.01-S4.R010 | 1.01-S4.R010.L | 1.01-S4.R010.L-RED | 2995419.3273 | 13695969.5167 | Exterior Array |  |  |  | 77.7778 | 77.7778 | 0.783 | 81.7513 | 3.9735 | W6x12 - 16.5 | 4.5 | Red | RED | 0 |  | 1.01-013 | -0.04% | -0.16% | 2 |  | 3 | 77.2513 | 78.7513
1.01 | 1.01-S4.R011 | 1.01-S4.R011.A | 1.01-S4.R011.A-RED | 2995439.3272 | 13696260.2707 | Exterior Array |  |  |  | 77.3238 | 77.3238 | 1.2344 | 81.6071 | 4.2833 | W6x12 - 16.5 | 4.5 | Red | RED | 0 |  | 1.01-013 | -0.04% | -0.16% | 2 |  | 3 | 77.1071 | 78.6071
1.01 | 1.01-S4.R011 | 1.01-S4.R011.B | 1.01-S4.R011.B-RED | 2995439.3272 | 13696239.5247 | Exterior Array |  |  |  | 77.5337 | 77.5337 | 1.0609 | 81.615 | 4.0813 | W6x12 - 16.5 | 4.5 | Red | RED | 0 |  | 1.01-013 | -0.04% | -0.16% | 2 |  | 3 | 77.115 | 78.615
1.01 | 1.01-S4.R011 | 1.01-S4.R011.C | 1.01-S4.R011.C-RED | 2995439.3272 | 13696212.0464 | Exterior Array |  |  |  | 77.5342 | 77.5342 | 1.1017 | 81.6255 | 4.0913 | W6x12 - 16.5 | 4.5 | Red | RED | 0 |  | 1.01-013 | -0.04% | -0.16% | 2 |  | 3 | 77.1255 | 78.6255
1.01 | 1.01-S4.R011 | 1.01-S4.R011.D | 1.01-S4.R011.D-RED | 2995439.3272 | 13696184.5678 | Exterior Array |  |  |  | 77.5786 | 77.5786 | 1.0788 | 81.636 | 4.0574 | W6x12 - 16.5 | 4.5 | Red | RED | 0 |  | 1.01-013 | -0.04% | -0.16% | 2 |  | 3 | 77.136 | 78.636
1.01 | 1.01-S4.R011 | 1.01-S4.R011.E | 1.01-S4.R011.E-RED | 2995439.3272 | 13696157.0895 | Exterior Array |  |  |  | 77.637 | 77.637 | 1.0991 | 81.6465 | 4.0095 | W6x12 - 16.5 | 4.5 | Red | RED | 0 |  | 1.01-013 | -0.04% | -0.16% | 2 |  | 3 | 77.1465 | 78.6465
1.01 | 1.01-S4.R011 | 1.01-S4.R011.F | 1.01-S4.R011.F-RED | 2995439.3272 | 13696129.6112 | Exterior Array |  |  |  | 77.5604 | 77.5604 | 1.0362 | 81.6571 | 4.0967 | W6x12 - 16.5 | 4.5 | Red | RED | 0 |  | 1.01-013 | -0.04% | -0.16% | 2 |  | 3 | 77.1571 | 78.6571
1.01 | 1.01-S4.R011 | 1.01-S4.R011.G | 1.01-S4.R011.G-BRO | 2995439.3272 | 13696102.8376 | Exterior Motor |  |  |  | 77.6261 | 77.6261 | 1.0225 | 81.6673 | 4.0412 | W6x15 - 15.5 | 5.25 | Brown | BRO | 0 |  | 1.01-013 | -0.04% | -0.16% | 2 |  | 3.5 | 76.4173 | 78.1673
1.01 | 1.01-S4.R011 | 1.01-S4.R011.H | 1.01-S4.R011.H-RED | 2995439.3272 | 13696076.0641 | Exterior Array |  |  |  | 77.753 | 77.753 | 0.9539 | 81.6775 | 3.9245 | W6x12 - 16.5 | 4.5 | Red | RED | 0 |  | 1.01-013 | -0.04% | -0.16% | 2 |  | 3 | 77.1775 | 78.6775
1.01 | 1.01-S4.R011 | 1.01-S4.R011.I | 1.01-S4.R011.I-RED | 2995439.3272 | 13696048.5858 | Exterior Array |  |  |  | 77.6287 | 77.6287 | 0.8876 | 81.6881 | 4.0594 | W6x12 - 16.5 | 4.5 | Red | RED | 0 |  | 1.01-013 | -0.04% | -0.16% | 2 |  | 3 | 77.1881 | 78.6881
1.01 | 1.01-S4.R011 | 1.01-S4.R011.J | 1.01-S4.R011.J-RED | 2995439.3272 | 13696021.1075 | Exterior Array |  |  |  | 77.7623 | 77.7623 | 0.9048 | 81.6986 | 3.9363 | W6x12 - 16.5 | 4.5 | Red | RED | 0 |  | 1.01-013 | -0.04% | -0.16% | 2 |  | 3 | 77.1986 | 78.6986
1.01 | 1.01-S4.R011 | 1.01-S4.R011.K | 1.01-S4.R011.K-RED | 2995439.3272 | 13695993.6289 | Exterior Array |  |  |  | 77.6933 | 77.6933 | 0.9571 | 81.7091 | 4.0158 | W6x12 - 16.5 | 4.5 | Red | RED | 0 |  | 1.01-013 | -0.04% | -0.16% | 2 |  | 3 | 77.2091 | 78.7091
1.01 | 1.01-S4.R011 | 1.01-S4.R011.L | 1.01-S4.R011.L-RED | 2995439.3272 | 13695969.5167 | Exterior Array |  |  |  | 77.9613 | 77.9613 | 0.7174 | 81.7183 | 3.757 | W6x12 - 16.5 | 4.5 | Red | RED | 0 |  | 1.01-013 | -0.04% | -0.16% | 2 |  | 3 | 77.2183 | 78.7183
1.01 | 1.01-S4.R012 | 1.01-S4.R012.A | 1.01-S4.R012.A-LBL | 2995459.3272 | 13696260.2707 | Interior Array |  |  |  | 77.4244 | 77.4244 | 1.281 | 81.5971 | 4.1727 | W6x7 - 14 | 6 | Light Blue | LBL | 0 |  | 1.01-014 | -0.04% | -0.05% | 5 |  | 3 | 75.5971 | 78.5971
1.01 | 1.01-S4.R012 | 1.01-S4.R012.B | 1.01-S4.R012.B-YEL | 2995459.3272 | 13696239.5247 | Interior Array |  |  |  | 77.5976 | 77.5976 | 1.1074 | 81.605 | 4.0074 | W6x7 - 13 | 6 | Yellow | YEL | 0 |  | 1.01-014 | -0.04% | -0.05% | 5 |  | 3 | 75.605 | 78.605
1.01 | 1.01-S4.R012 | 1.01-S4.R012.C | 1.01-S4.R012.C-YEL | 2995459.3272 | 13696212.0464 | Interior Array |  |  |  | 77.6274 | 77.6274 | 1.0765 | 81.6155 | 3.9881 | W6x7 - 13 | 6 | Yellow | YEL | 0 |  | 1.01-014 | -0.04% | -0.05% | 5 |  | 3 | 75.6155 | 78.6155
1.01 | 1.01-S4.R012 | 1.01-S4.R012.D | 1.01-S4.R012.D-YEL | 2995459.3272 | 13696184.5678 | Interior Array |  |  |  | 77.75 | 77.75 | 0.9528 | 81.626 | 3.876 | W6x7 - 13 | 6 | Yellow | YEL | 0 |  | 1.01-014 | -0.04% | -0.05% | 5 |  | 3 | 75.626 | 78.626
1.01 | 1.01-S4.R012 | 1.01-S4.R012.E | 1.01-S4.R012.E-YEL | 2995459.3272 | 13696157.0895 | Interior Array |  |  |  | 77.7109 | 77.7109 | 0.9913 | 81.6365 | 3.9256 | W6x7 - 13 | 6 | Yellow | YEL | 0 |  | 1.01-014 | -0.04% | -0.05% | 5 |  | 3 | 75.6365 | 78.6365
1.01 | 1.01-S4.R012 | 1.01-S4.R012.F | 1.01-S4.R012.F-YEL | 2995459.3272 | 13696129.6112 | Interior Array |  |  |  | 77.6489 | 77.6489 | 0.9924 | 81.6471 | 3.9982 | W6x7 - 13 | 6 | Yellow | YEL | 0 |  | 1.01-014 | -0.04% | -0.05% | 5 |  | 3 | 75.6471 | 78.6471
1.01 | 1.01-S4.R012 | 1.01-S4.R012.G | 1.01-S4.R012.G-DBL | 2995459.3272 | 13696102.8376 | Interior Motor |  |  |  | 77.6419 | 77.6419 | 1.0275 | 81.6573 | 4.0154 | W6x10.4 - 14 | 6 | Dark Blue | DBL | 0 |  | 1.01-014 | -0.04% | -0.05% | 5 |  | 3.25 | 75.6573 | 78.4073
1.01 | 1.01-S4.R012 | 1.01-S4.R012.H | 1.01-S4.R012.H-YEL | 2995459.3272 | 13696076.0641 | Interior Array |  |  |  | 77.7132 | 77.7132 | 0.9548 | 81.6675 | 3.9543 | W6x7 - 13 | 6 | Yellow | YEL | 0 |  | 1.01-014 | -0.04% | -0.05% | 5 |  | 3 | 75.6675 | 78.6675
1.01 | 1.01-S4.R012 | 1.01-S4.R012.I | 1.01-S4.R012.I-YEL | 2995459.3272 | 13696048.5858 | Interior Array |  |  |  | 77.89 | 77.89 | 0.8064 | 81.6781 | 3.7881 | W6x7 - 13 | 6 | Yellow | YEL | 0 |  | 1.01-014 | -0.04% | -0.05% | 5 |  | 3 | 75.6781 | 78.6781
1.01 | 1.01-S4.R012 | 1.01-S4.R012.J | 1.01-S4.R012.J-YEL | 2995459.3272 | 13696021.1075 | Interior Array |  |  |  | 77.6743 | 77.6743 | 1.0188 | 81.6886 | 4.0143 | W6x7 - 13 | 6 | Yellow | YEL | 0 |  | 1.01-014 | -0.04% | -0.05% | 5 |  | 3 | 75.6886 | 78.6886
1.01 | 1.01-S4.R012 | 1.01-S4.R012.K | 1.01-S4.R012.K-LGR | 2995459.3272 | 13695993.6289 | Interior Edge Array |  |  |  | 78.4093 | 78.4093 | 0.2814 | 81.6991 | 3.2898 | W6x8.5 - 15 | 4.5 | Light Green | LGR | 0 |  | 1.01-014 | -0.04% | -0.05% | 5 |  | 3 | 77.1991 | 78.6991
1.01 | 1.01-S4.R012 | 1.01-S4.R012.L | 1.01-S4.R012.L-YEL | 2995459.3272 | 13695969.5167 | Interior Array |  |  |  | 77.748 | 77.748 | 0.6639 | 81.7083 | 3.9603 | W6x7 - 13 | 6 | Yellow | YEL | 0 |  | 1.01-014 | -0.04% | -0.05% | 5 |  | 3 | 75.7083 | 78.7083
1.01 | 1.01-S4.R013 | 1.01-S4.R013.A | 1.01-S4.R013.A-YEL | 2995479.3271 | 13696260.2707 | Interior Array |  |  |  | 77.6342 | 77.6342 | 1.0584 | 81.5871 | 3.9529 | W6x7 - 13 | 6 | Yellow | YEL | 0 |  | 1.01-014 | -0.04% | -0.05% | 5 |  | 3 | 75.5871 | 78.5871
1.01 | 1.01-S4.R013 | 1.01-S4.R013.B | 1.01-S4.R013.B-YEL | 2995479.3271 | 13696239.5247 | Interior Array |  |  |  | 77.7195 | 77.7195 | 0.9731 | 81.595 | 3.8755 | W6x7 - 13 | 6 | Yellow | YEL | 0 |  | 1.01-014 | -0.04% | -0.05% | 5 |  | 3 | 75.595 | 78.595
1.01 | 1.01-S4.R013 | 1.01-S4.R013.C | 1.01-S4.R013.C-LBL | 2995479.3271 | 13696212.0464 | Interior Array |  |  |  | 77.5617 | 77.5617 | 1.1302 | 81.6055 | 4.0438 | W6x7 - 14 | 6 | Light Blue | LBL | 0 |  | 1.01-014 | -0.04% | -0.05% | 5 |  | 3 | 75.6055 | 78.6055
1.01 | 1.01-S4.R013 | 1.01-S4.R013.D | 1.01-S4.R013.D-YEL | 2995479.3271 | 13696184.5678 | Interior Array |  |  |  | 77.6551 | 77.6551 | 1.0359 | 81.616 | 3.9609 | W6x7 - 13 | 6 | Yellow | YEL | 0 |  | 1.01-014 | -0.04% | -0.05% | 5 |  | 3 | 75.616 | 78.616
1.01 | 1.01-S4.R013 | 1.01-S4.R013.E | 1.01-S4.R013.E-YEL | 2995479.3271 | 13696157.0895 | Interior Array |  |  |  | 77.6644 | 77.6644 | 1.0266 | 81.6265 | 3.9621 | W6x7 - 13 | 6 | Yellow | YEL | 0 |  | 1.01-014 | -0.04% | -0.05% | 5 |  | 3 | 75.6265 | 78.6265
1.01 | 1.01-S4.R013 | 1.01-S4.R013.F | 1.01-S4.R013.F-YEL | 2995479.3271 | 13696129.6112 | Interior Array |  |  |  | 77.6747 | 77.6747 | 1.0163 | 81.6371 | 3.9624 | W6x7 - 13 | 6 | Yellow | YEL | 0 |  | 1.01-014 | -0.04% | -0.05% | 5 |  | 3 | 75.6371 | 78.6371
1.01 | 1.01-S4.R013 | 1.01-S4.R013.G | 1.01-S4.R013.G-DBL | 2995479.3271 | 13696102.8376 | Interior Motor |  |  |  | 77.7004 | 77.7004 | 0.9887 | 81.6473 | 3.9469 | W6x10.4 - 14 | 6 | Dark Blue | DBL | 0 |  | 1.01-014 | -0.04% | -0.05% | 5 |  | 3.25 | 75.6473 | 78.3973
1.01 | 1.01-S4.R013 | 1.01-S4.R013.H | 1.01-S4.R013.H-LBL | 2995479.3271 | 13696076.0641 | Interior Array |  |  |  | 77.5147 | 77.5147 | 1.172 | 81.6575 | 4.1428 | W6x7 - 14 | 6 | Light Blue | LBL | 0 |  | 1.01-014 | -0.04% | -0.05% | 5 |  | 3 | 75.6575 | 78.6575
1.01 | 1.01-S4.R013 | 1.01-S4.R013.I | 1.01-S4.R013.I-LBL | 2995479.3271 | 13696048.5858 | Interior Array |  |  |  | 77.5227 | 77.5227 | 1.1621 | 81.6681 | 4.1454 | W6x7 - 14 | 6 | Light Blue | LBL | 0 |  | 1.01-014 | -0.04% | -0.05% | 5 |  | 3 | 75.6681 | 78.6681
1.01 | 1.01-S4.R013 | 1.01-S4.R013.J | 1.01-S4.R013.J-LBL | 2995479.3271 | 13696021.1075 | Interior Array |  |  |  | 77.6088 | 77.6088 | 1.0723 | 81.6786 | 4.0698 | W6x7 - 14 | 6 | Light Blue | LBL | 0 |  | 1.01-014 | -0.04% | -0.05% | 5 |  | 3 | 75.6786 | 78.6786
1.01 | 1.01-S4.R013 | 1.01-S4.R013.K | 1.01-S4.R013.K-LGR | 2995479.3271 | 13695993.6289 | Interior Edge Array |  |  |  | 77.5308 | 77.5308 | 0.8867 | 81.6891 | 4.1583 | W6x8.5 - 15 | 4.5 | Light Green | LGR | 0 |  | 1.01-014 | -0.04% | -0.05% | 5 |  | 3 | 77.1891 | 78.6891
1.01 | 1.01-S4.R013 | 1.01-S4.R013.L | 1.01-S4.R013.L-YEL | 2995479.3271 | 13695969.5167 | Interior Array |  |  |  | 77.7674 | 77.7674 | 0.781 | 81.6983 | 3.9309 | W6x7 - 13 | 6 | Yellow | YEL | 0 |  | 1.01-014 | -0.04% | -0.05% | 5 |  | 3 | 75.6983 | 78.6983
1.01 | 1.01-S4.R014 | 1.01-S4.R014.A | 1.01-S4.R014.A-YEL | 2995499.3271 | 13696260.2707 | Interior Array |  |  |  | 77.6464 | 77.6464 | 1.0334 | 81.5771 | 3.9307 | W6x7 - 13 | 6 | Yellow | YEL | 0 |  | 1.01-014 | -0.04% | -0.05% | 5 |  | 3 | 75.5771 | 78.5771
1.01 | 1.01-S4.R014 | 1.01-S4.R014.B | 1.01-S4.R014.B-YEL | 2995499.3271 | 13696239.5247 | Interior Array |  |  |  | 77.6312 | 77.6312 | 1.0486 | 81.585 | 3.9538 | W6x7 - 13 | 6 | Yellow | YEL | 0 |  | 1.01-014 | -0.04% | -0.05% | 5 |  | 3 | 75.585 | 78.585
1.01 | 1.01-S4.R014 | 1.01-S4.R014.C | 1.01-S4.R014.C-YEL | 2995499.3271 | 13696212.0464 | Interior Array |  |  |  | 77.7415 | 77.7415 | 0.9383 | 81.5955 | 3.854 | W6x7 - 13 | 6 | Yellow | YEL | 0 |  | 1.01-014 | -0.04% | -0.05% | 5 |  | 3 | 75.5955 | 78.5955
1.01 | 1.01-S4.R014 | 1.01-S4.R014.D | 1.01-S4.R014.D-YEL | 2995499.3271 | 13696184.5678 | Interior Array |  |  |  | 77.8121 | 77.8121 | 0.8677 | 81.606 | 3.7939 | W6x7 - 13 | 6 | Yellow | YEL | 0 |  | 1.01-014 | -0.04% | -0.05% | 5 |  | 3 | 75.606 | 78.606
1.01 | 1.01-S4.R014 | 1.01-S4.R014.E | 1.01-S4.R014.E-YEL | 2995499.3271 | 13696157.0895 | Interior Array |  |  |  | 77.6234 | 77.6234 | 1.0564 | 81.6165 | 3.9931 | W6x7 - 13 | 6 | Yellow | YEL | 0 |  | 1.01-014 | -0.04% | -0.05% | 5 |  | 3 | 75.6165 | 78.6165
1.01 | 1.01-S4.R014 | 1.01-S4.R014.F | 1.01-S4.R014.F-YEL | 2995499.3271 | 13696129.6112 | Interior Array |  |  |  | 77.6749 | 77.6749 | 1.0049 | 81.6271 | 3.9522 | W6x7 - 13 | 6 | Yellow | YEL | 0 |  | 1.01-014 | -0.04% | -0.05% | 5 |  | 3 | 75.6271 | 78.6271
1.01 | 1.01-S4.R014 | 1.01-S4.R014.G | 1.01-S4.R014.G-DBL | 2995499.3271 | 13696102.8376 | Interior Motor |  |  |  | 77.5248 | 77.5248 | 1.1543 | 81.6373 | 4.1125 | W6x10.4 - 14 | 6 | Dark Blue | DBL | 0 |  | 1.01-014 | -0.04% | -0.05% | 5 |  | 3.25 | 75.6373 | 78.3873
1.01 | 1.01-S4.R014 | 1.01-S4.R014.H | 1.01-S4.R014.H-YEL | 2995499.3271 | 13696076.0641 | Interior Array |  |  |  | 77.6036 | 77.6036 | 0.9867 | 81.6475 | 4.0439 | W6x7 - 13 | 6 | Yellow | YEL | 0 |  | 1.01-014 | -0.04% | -0.05% | 5 |  | 3 | 75.6475 | 78.6475
1.01 | 1.01-S4.R014 | 1.01-S4.R014.I | 1.01-S4.R014.I-YEL | 2995499.3271 | 13696048.5858 | Interior Array |  |  |  | 77.5981 | 77.5981 | 1.0563 | 81.6581 | 4.06 | W6x7 - 13 | 6 | Yellow | YEL | 0 |  | 1.01-014 | -0.04% | -0.05% | 5 |  | 3 | 75.6581 | 78.6581
1.01 | 1.01-S4.R014 | 1.01-S4.R014.J | 1.01-S4.R014.J-LBL | 2995499.3271 | 13696021.1075 | Interior Array |  |  |  | 77.3686 | 77.3686 | 1.1363 | 81.6686 | 4.3 | W6x7 - 14 | 6 | Light Blue | LBL | 0 |  | 1.01-014 | -0.04% | -0.05% | 5 |  | 3 | 75.6686 | 78.6686
1.01 | 1.01-S4.R014 | 1.01-S4.R014.K | 1.01-S4.R014.K-LGR | 2995499.3271 | 13695993.6289 | Interior Edge Array |  |  |  | 77.5238 | 77.5238 | 1.0034 | 81.6791 | 4.1553 | W6x8.5 - 15 | 4.5 | Light Green | LGR | 0 |  | 1.01-014 | -0.04% | -0.05% | 5 |  | 3 | 77.1791 | 78.6791
1.01 | 1.01-S4.R014 | 1.01-S4.R014.L | 1.01-S4.R014.L-LBL | 2995499.3271 | 13695969.5167 | Interior Array |  |  |  | 77.5423 | 77.5423 | 1.1223 | 81.6883 | 4.146 | W6x7 - 14 | 6 | Light Blue | LBL | 0 |  | 1.01-014 | -0.04% | -0.05% | 5 |  | 3 | 75.6883 | 78.6883
1.01 | 1.01-S4.R015 | 1.01-S4.R015.A | 1.01-S4.R015.A-YEL | 2995519.3271 | 13696260.2707 | Interior Array |  |  |  | 77.6666 | 77.6666 | 1 | 81.5671 | 3.9005 | W6x7 - 13 | 6 | Yellow | YEL | 0 |  | 1.01-014 | -0.04% | -0.05% | 5 |  | 3 | 75.5671 | 78.5671
1.01 | 1.01-S4.R015 | 1.01-S4.R015.B | 1.01-S4.R015.B-LBL | 2995519.3271 | 13696239.5247 | Interior Array |  |  |  | 77.5575 | 77.5575 | 1.1091 | 81.575 | 4.0175 | W6x7 - 14 | 6 | Light Blue | LBL | 0 |  | 1.01-014 | -0.04% | -0.05% | 5 |  | 3 | 75.575 | 78.575
1.01 | 1.01-S4.R015 | 1.01-S4.R015.C | 1.01-S4.R015.C-YEL | 2995519.3271 | 13696212.0464 | Interior Array |  |  |  | 77.7288 | 77.7288 | 0.9378 | 81.5855 | 3.8567 | W6x7 - 13 | 6 | Yellow | YEL | 0 |  | 1.01-014 | -0.04% | -0.05% | 5 |  | 3 | 75.5855 | 78.5855
1.01 | 1.01-S4.R015 | 1.01-S4.R015.D | 1.01-S4.R015.D-YEL | 2995519.3271 | 13696184.5678 | Interior Array |  |  |  | 77.742 | 77.742 | 0.9246 | 81.596 | 3.854 | W6x7 - 13 | 6 | Yellow | YEL | 0 |  | 1.01-014 | -0.04% | -0.05% | 5 |  | 3 | 75.596 | 78.596
1.01 | 1.01-S4.R015 | 1.01-S4.R015.E | 1.01-S4.R015.E-YEL | 2995519.3271 | 13696157.0895 | Interior Array |  |  |  | 77.7236 | 77.7236 | 0.9448 | 81.6065 | 3.8829 | W6x7 - 13 | 6 | Yellow | YEL | 0 |  | 1.01-014 | -0.04% | -0.05% | 5 |  | 3 | 75.6065 | 78.6065
1.01 | 1.01-S4.R015 | 1.01-S4.R015.F | 1.01-S4.R015.F-YEL | 2995519.3271 | 13696129.6112 | Interior Array |  |  |  | 77.603 | 77.603 | 1.0664 | 81.6171 | 4.0141 | W6x7 - 13 | 6 | Yellow | YEL | 0 |  | 1.01-014 | -0.04% | -0.05% | 5 |  | 3 | 75.6171 | 78.6171
1.01 | 1.01-S4.R015 | 1.01-S4.R015.G | 1.01-S4.R015.G-DBL | 2995519.3271 | 13696102.8376 | Interior Motor |  |  |  | 77.7086 | 77.7086 | 1.0113 | 81.6273 | 3.9187 | W6x10.4 - 14 | 6 | Dark Blue | DBL | 0 |  | 1.01-014 | -0.04% | -0.05% | 5 |  | 3.25 | 75.6273 | 78.3773
1.01 | 1.01-S4.R015 | 1.01-S4.R015.H | 1.01-S4.R015.H-LBL | 2995519.3271 | 13696076.0641 | Interior Array |  |  |  | 77.5791 | 77.5791 | 1.0884 | 81.6375 | 4.0584 | W6x7 - 14 | 6 | Light Blue | LBL | 0 |  | 1.01-014 | -0.04% | -0.05% | 5 |  | 3 | 75.6375 | 78.6375
1.01 | 1.01-S4.R015 | 1.01-S4.R015.I | 1.01-S4.R015.I-YEL | 2995519.3271 | 13696048.5858 | Interior Array |  |  |  | 77.3633 | 77.3633 | 0.9617 | 81.6481 | 4.2848 | W6x7 - 13 | 6 | Yellow | YEL | 0 |  | 1.01-014 | -0.04% | -0.05% | 5 |  | 3 | 75.6481 | 78.6481
1.01 | 1.01-S4.R015 | 1.01-S4.R015.J | 1.01-S4.R015.J-YEL | 2995519.3271 | 13696021.1075 | Interior Array |  |  |  | 77.397 | 77.397 | 1.0537 | 81.6586 | 4.2616 | W6x7 - 13 | 6 | Yellow | YEL | 0 |  | 1.01-014 | -0.04% | -0.05% | 5 |  | 3 | 75.6586 | 78.6586
1.01 | 1.01-S4.R015 | 1.01-S4.R015.K | 1.01-S4.R015.K-LGR | 2995519.3271 | 13695993.6289 | Interior Edge Array |  |  |  | 77.5863 | 77.5863 | 1.0716 | 81.6691 | 4.0828 | W6x8.5 - 15 | 4.5 | Light Green | LGR | 0 |  | 1.01-014 | -0.04% | -0.05% | 5 |  | 3 | 77.1691 | 78.6691
1.01 | 1.01-S4.R015 | 1.01-S4.R015.L | 1.01-S4.R015.L-LBL | 2995519.3271 | 13695969.5167 | Interior Array |  |  |  | 77.6002 | 77.6002 | 1.056 | 81.6783 | 4.0781 | W6x7 - 14 | 6 | Light Blue | LBL | 0 |  | 1.01-014 | -0.04% | -0.05% | 5 |  | 3 | 75.6783 | 78.6783
1.01 | 1.01-S4.R016 | 1.01-S4.R016.A | 1.01-S4.R016.A-YEL | 2995539.3273 | 13696260.2707 | Interior Array |  |  |  | 77.6604 | 77.6604 | 0.993 | 81.5571 | 3.8967 | W6x7 - 13 | 6 | Yellow | YEL | 0 |  | 1.01-014 | -0.04% | -0.05% | 5 |  | 3 | 75.5571 | 78.5571
1.01 | 1.01-S4.R016 | 1.01-S4.R016.B | 1.01-S4.R016.B-YEL | 2995539.3273 | 13696239.5247 | Interior Array |  |  |  | 77.7094 | 77.7094 | 0.944 | 81.565 | 3.8556 | W6x7 - 13 | 6 | Yellow | YEL | 0 |  | 1.01-014 | -0.04% | -0.05% | 5 |  | 3 | 75.565 | 78.565
1.01 | 1.01-S4.R016 | 1.01-S4.R016.C | 1.01-S4.R016.C-YEL | 2995539.3273 | 13696212.0464 | Interior Array |  |  |  | 77.6531 | 77.6531 | 1.0003 | 81.5755 | 3.9224 | W6x7 - 13 | 6 | Yellow | YEL | 0 |  | 1.01-014 | -0.04% | -0.05% | 5 |  | 3 | 75.5755 | 78.5755
1.01 | 1.01-S4.R016 | 1.01-S4.R016.D | 1.01-S4.R016.D-LBL | 2995539.3273 | 13696184.5678 | Interior Array |  |  |  | 77.5705 | 77.5705 | 1.0841 | 81.586 | 4.0155 | W6x7 - 14 | 6 | Light Blue | LBL | 0 |  | 1.01-014 | -0.04% | -0.05% | 5 |  | 3 | 75.586 | 78.586
1.01 | 1.01-S4.R016 | 1.01-S4.R016.E | 1.01-S4.R016.E-YEL | 2995539.3273 | 13696157.0895 | Interior Array |  |  |  | 77.5837 | 77.5837 | 1.0731 | 81.5965 | 4.0128 | W6x7 - 13 | 6 | Yellow | YEL | 0 |  | 1.01-014 | -0.04% | -0.05% | 5 |  | 3 | 75.5965 | 78.5965
1.01 | 1.01-S4.R016 | 1.01-S4.R016.F | 1.01-S4.R016.F-YEL | 2995539.3273 | 13696129.6112 | Interior Array |  |  |  | 77.6926 | 77.6926 | 0.9658 | 81.6071 | 3.9145 | W6x7 - 13 | 6 | Yellow | YEL | 0 |  | 1.01-014 | -0.04% | -0.05% | 5 |  | 3 | 75.6071 | 78.6071
1.01 | 1.01-S4.R016 | 1.01-S4.R016.G | 1.01-S4.R016.G-DBL | 2995539.3273 | 13696102.8376 | Interior Motor |  |  |  | 77.52 | 77.52 | 1.1389 | 81.6173 | 4.0973 | W6x10.4 - 14 | 6 | Dark Blue | DBL | 0 |  | 1.01-014 | -0.04% | -0.05% | 5 |  | 3.25 | 75.6173 | 78.3673
1.01 | 1.01-S4.R016 | 1.01-S4.R016.H | 1.01-S4.R016.H-YEL | 2995539.3273 | 13696076.0641 | Interior Array |  |  |  | 77.7714 | 77.7714 | 0.8686 | 81.6275 | 3.8561 | W6x7 - 13 | 6 | Yellow | YEL | 0 |  | 1.01-014 | -0.04% | -0.05% | 5 |  | 3 | 75.6275 | 78.6275
1.01 | 1.01-S4.R016 | 1.01-S4.R016.I | 1.01-S4.R016.I-YEL | 2995539.3273 | 13696048.5858 | Interior Array |  |  |  | 77.5069 | 77.5069 | 0.9763 | 81.6381 | 4.1312 | W6x7 - 13 | 6 | Yellow | YEL | 0 |  | 1.01-014 | -0.04% | -0.05% | 5 |  | 3 | 75.6381 | 78.6381
1.01 | 1.01-S4.R016 | 1.01-S4.R016.J | 1.01-S4.R016.J-YEL | 2995539.3273 | 13696021.1075 | Interior Array |  |  |  | 77.5364 | 77.5364 | 0.9545 | 81.6486 | 4.1122 | W6x7 - 13 | 6 | Yellow | YEL | 0 |  | 1.01-014 | -0.04% | -0.05% | 5 |  | 3 | 75.6486 | 78.6486
1.01 | 1.01-S4.R016 | 1.01-S4.R016.K | 1.01-S4.R016.K-LGR | 2995539.3273 | 13695993.6289 | Interior Edge Array |  |  |  | 77.4623 | 77.4623 | 1.187 | 81.6591 | 4.1968 | W6x8.5 - 15 | 4.5 | Light Green | LGR | 0 |  | 1.01-014 | -0.04% | -0.05% | 5 |  | 3 | 77.1591 | 78.6591
1.01 | 1.01-S4.R016 | 1.01-S4.R016.L | 1.01-S4.R016.L-YEL | 2995539.3273 | 13695969.5167 | Interior Array |  |  |  | 77.656 | 77.656 | 0.9915 | 81.6683 | 4.0123 | W6x7 - 13 | 6 | Yellow | YEL | 0 |  | 1.01-014 | -0.04% | -0.05% | 5 |  | 3 | 75.6683 | 78.6683
1.01 | 1.01-S4.R017 | 1.01-S4.R017.A | 1.01-S4.R017.A-YEL | 2995559.3273 | 13696260.2707 | Interior Array |  |  |  | 77.6464 | 77.6464 | 0.9936 | 81.6258 | 3.9794 | W6x7 - 13 | 6 | Yellow | YEL | 0 |  | 1.01-015 | -0.04% | -0.44% | 2 |  | 3 | 75.6258 | 78.6258
1.01 | 1.01-S4.R017 | 1.01-S4.R017.B | 1.01-S4.R017.B-LBL | 2995559.3273 | 13696239.5247 | Interior Array |  |  |  | 77.3637 | 77.3637 | 1.2145 | 81.6337 | 4.27 | W6x7 - 14 | 6 | Light Blue | LBL | 0 |  | 1.01-015 | -0.04% | -0.44% | 2 |  | 3 | 75.6337 | 78.6337
1.01 | 1.01-S4.R017 | 1.01-S4.R017.C | 1.01-S4.R017.C-LBL | 2995559.3273 | 13696212.0464 | Interior Array |  |  |  | 77.4613 | 77.4613 | 1.1689 | 81.6442 | 4.1829 | W6x7 - 14 | 6 | Light Blue | LBL | 0 |  | 1.01-015 | -0.04% | -0.44% | 2 |  | 3 | 75.6442 | 78.6442
1.01 | 1.01-S4.R017 | 1.01-S4.R017.D | 1.01-S4.R017.D-LBL | 2995559.3273 | 13696184.5678 | Interior Array |  |  |  | 77.688 | 77.688 | 1.0015 | 81.6548 | 3.9668 | W6x7 - 14 | 6 | Light Blue | LBL | 0 |  | 1.01-015 | -0.04% | -0.44% | 2 |  | 3 | 75.6548 | 78.6548
1.01 | 1.01-S4.R017 | 1.01-S4.R017.E | 1.01-S4.R017.E-YEL | 2995559.3273 | 13696157.0895 | Interior Array |  |  |  | 77.7452 | 77.7452 | 0.8977 | 81.6653 | 3.9201 | W6x7 - 13 | 6 | Yellow | YEL | 0 |  | 1.01-015 | -0.04% | -0.44% | 2 |  | 3 | 75.6653 | 78.6653
1.01 | 1.01-S4.R017 | 1.01-S4.R017.F | 1.01-S4.R017.F-YEL | 2995559.3273 | 13696129.6112 | Interior Array |  |  |  | 77.7511 | 77.7511 | 0.893 | 81.6758 | 3.9247 | W6x7 - 13 | 6 | Yellow | YEL | 0 |  | 1.01-015 | -0.04% | -0.44% | 2 |  | 3 | 75.6758 | 78.6758
1.01 | 1.01-S4.R017 | 1.01-S4.R017.G | 1.01-S4.R017.G-DBL | 2995559.3273 | 13696102.8376 | Interior Motor |  |  |  | 77.6905 | 77.6905 | 0.9552 | 81.686 | 3.9955 | W6x10.4 - 14 | 6 | Dark Blue | DBL | 0 |  | 1.01-015 | -0.04% | -0.44% | 2 |  | 3.25 | 75.686 | 78.436
1.01 | 1.01-S4.R017 | 1.01-S4.R017.H | 1.01-S4.R017.H-LBL | 2995559.3273 | 13696076.0641 | Interior Array |  |  |  | 77.6009 | 77.6009 | 1.0447 | 81.6963 | 4.0954 | W6x7 - 14 | 5.92 | Light Blue | LBL | 0 |  | 1.01-015 | -0.04% | -0.44% | 2 | N/S | 3.75 | 75.7763 | 77.9463
1.01 | 1.01-S4.R017 | 1.01-S4.R017.I | 1.01-S4.R017.I-LBL | 2995559.3273 | 13696048.5858 | Interior Array |  |  |  | 77.4661 | 77.4661 | 1.1493 | 81.7068 | 4.2407 | W6x7 - 14 | 5.92 | Light Blue | LBL | 0 |  | 1.01-015 | -0.04% | -0.44% | 2 | N/S | 3.75 | 75.7868 | 77.9568
1.01 | 1.01-S4.R017 | 1.01-S4.R017.J | 1.01-S4.R017.J-YEL | 2995559.3273 | 13696021.1075 | Interior Array |  |  |  | 77.7163 | 77.7163 | 0.9261 | 81.7173 | 4.001 | W6x7 - 13 | 5.92 | Yellow | YEL | 0 |  | 1.01-015 | -0.04% | -0.44% | 2 | N/S | 3.75 | 75.7973 | 77.9673
1.01 | 1.01-S4.R017 | 1.01-S4.R017.K | 1.01-S4.R017.K-BLK | 2995559.3273 | 13695993.6289 | Interior Edge Array |  |  |  | 77.4299 | 77.4299 | 1.2106 | 81.7278 | 4.2979 | W6x10.4 - 15.5 | 5.58 | Black | BLK | 0 |  | 1.01-015 | -0.04% | -0.44% | 2 | N/S | 3.75 | 76.1478 | 77.9778
1.01 | 1.01-S4.R017 | 1.01-S4.R017.L | 1.01-S4.R017.L-LBL | 2995559.3273 | 13695969.5167 | Interior Array |  |  |  | 77.6053 | 77.6053 | 1.0336 | 81.737 | 4.1317 | W6x7 - 14 | 5.92 | Light Blue | LBL | 0 |  | 1.01-015 | -0.04% | -0.44% | 2 | N/S | 3.75 | 75.817 | 77.987
1.01 | 1.01-S4.R018 | 1.01-S4.R018.A | 1.01-S4.R018.A-LBL | 2995579.3273 | 13696260.2707 | Interior Array |  |  |  | 77.4784 | 77.4784 | 1.148 | 81.5371 | 4.0587 | W6x7 - 14 | 6 | Light Blue | LBL | 0 |  | 1.01-015 | -0.04% | -0.44% | 2 |  | 3 | 75.5371 | 78.5371
1.01 | 1.01-S4.R018 | 1.01-S4.R018.B | 1.01-S4.R018.B-LBL | 2995579.3273 | 13696239.5247 | Interior Array |  |  |  | 77.45 | 77.45 | 1.1718 | 81.545 | 4.095 | W6x7 - 14 | 6 | Light Blue | LBL | 0 |  | 1.01-015 | -0.04% | -0.44% | 2 |  | 3 | 75.545 | 78.545
1.01 | 1.01-S4.R018 | 1.01-S4.R018.C | 1.01-S4.R018.C-LBL | 2995579.3273 | 13696212.0464 | Interior Array |  |  |  | 77.5314 | 77.5314 | 1.095 | 81.5555 | 4.0241 | W6x7 - 14 | 6 | Light Blue | LBL | 0 |  | 1.01-015 | -0.04% | -0.44% | 2 |  | 3 | 75.5555 | 78.5555
1.01 | 1.01-S4.R018 | 1.01-S4.R018.D | 1.01-S4.R018.D-YEL | 2995579.3273 | 13696184.5678 | Interior Array |  |  |  | 77.5937 | 77.5937 | 0.8834 | 81.566 | 3.9723 | W6x7 - 13 | 6 | Yellow | YEL | 0 |  | 1.01-015 | -0.04% | -0.44% | 2 |  | 3 | 75.566 | 78.566
1.01 | 1.01-S4.R018 | 1.01-S4.R018.E | 1.01-S4.R018.E-YEL | 2995579.3273 | 13696157.0895 | Interior Array |  |  |  | 77.7792 | 77.7792 | 0.848 | 81.5765 | 3.7973 | W6x7 - 13 | 6 | Yellow | YEL | 0 |  | 1.01-015 | -0.04% | -0.44% | 2 |  | 3 | 75.5765 | 78.5765
1.01 | 1.01-S4.R018 | 1.01-S4.R018.F | 1.01-S4.R018.F-YEL | 2995579.3273 | 13696129.6112 | Interior Array |  |  |  | 77.8389 | 77.8389 | 0.7928 | 81.5871 | 3.7482 | W6x7 - 13 | 6 | Yellow | YEL | 0 |  | 1.01-015 | -0.04% | -0.44% | 2 |  | 3 | 75.5871 | 78.5871
1.01 | 1.01-S4.R018 | 1.01-S4.R018.G | 1.01-S4.R018.G-DBL | 2995579.3273 | 13696102.8376 | Interior Motor |  |  |  | 77.8468 | 77.8468 | 0.8938 | 81.5973 | 3.7505 | W6x10.4 - 14 | 6 | Dark Blue | DBL | 0 |  | 1.01-015 | -0.04% | -0.44% | 2 |  | 3.25 | 75.5973 | 78.3473
1.01 | 1.01-S4.R018 | 1.01-S4.R018.H | 1.01-S4.R018.H-YEL | 2995579.3273 | 13696076.0641 | Interior Array |  |  |  | 77.7379 | 77.7379 | 0.8296 | 81.6075 | 3.8696 | W6x7 - 13 | 6 | Yellow | YEL | 0 |  | 1.01-015 | -0.04% | -0.44% | 2 |  | 3 | 75.6075 | 78.6075
1.01 | 1.01-S4.R018 | 1.01-S4.R018.I | 1.01-S4.R018.I-LBL | 2995579.3273 | 13696048.5858 | Interior Array |  |  |  | 77.5973 | 77.5973 | 1.0344 | 81.6181 | 4.0208 | W6x7 - 14 | 6 | Light Blue | LBL | 0 |  | 1.01-015 | -0.04% | -0.44% | 2 |  | 3 | 75.6181 | 78.6181
1.01 | 1.01-S4.R018 | 1.01-S4.R018.J | 1.01-S4.R018.J-YEL | 2995579.3273 | 13696021.1075 | Interior Array |  |  |  | 77.6322 | 77.6322 | 1.0002 | 81.6286 | 3.9964 | W6x7 - 13 | 6 | Yellow | YEL | 0 |  | 1.01-015 | -0.04% | -0.44% | 2 |  | 3 | 75.6286 | 78.6286
1.01 | 1.01-S4.R018 | 1.01-S4.R018.K | 1.01-S4.R018.K-LGR | 2995579.3273 | 13695993.6289 | Interior Edge Array |  |  |  | 77.5726 | 77.5726 | 1.0582 | 81.6391 | 4.0665 | W6x8.5 - 15 | 4.5 | Light Green | LGR | 0 |  | 1.01-015 | -0.04% | -0.44% | 2 |  | 3 | 77.1391 | 78.6391
1.01 | 1.01-S4.R018 | 1.01-S4.R018.L | 1.01-S4.R018.L-LBL | 2995579.3273 | 13695969.5167 | Interior Array |  |  |  | 77.5447 | 77.5447 | 1.0855 | 81.6483 | 4.1036 | W6x7 - 14 | 6 | Light Blue | LBL | 0 |  | 1.01-015 | -0.04% | -0.44% | 2 |  | 3 | 75.6483 | 78.6483
1.01 | 1.01-S4.R019 | 1.01-S4.R019.A | 1.01-S4.R019.A-LBL | 2995599.3272 | 13696260.2707 | Interior Array |  |  |  | 77.4387 | 77.4387 | 1.1361 | 81.5271 | 4.0884 | W6x7 - 14 | 6 | Light Blue | LBL | 0 |  | 1.01-016 | -0.04% | -0.05% | 12 |  | 3 | 75.5271 | 78.5271
1.01 | 1.01-S4.R019 | 1.01-S4.R019.B | 1.01-S4.R019.B-LBL | 2995599.3272 | 13696239.5247 | Interior Array |  |  |  | 77.4937 | 77.4937 | 1.174 | 81.535 | 4.0413 | W6x7 - 14 | 6 | Light Blue | LBL | 0 |  | 1.01-016 | -0.04% | -0.05% | 12 |  | 3 | 75.535 | 78.535
1.01 | 1.01-S4.R019 | 1.01-S4.R019.C | 1.01-S4.R019.C-YEL | 2995599.3272 | 13696212.0464 | Interior Array |  |  |  | 77.8657 | 77.8657 | 0.747 | 81.5455 | 3.6798 | W6x7 - 13 | 6 | Yellow | YEL | 0 |  | 1.01-016 | -0.04% | -0.05% | 12 |  | 3 | 75.5455 | 78.5455
1.01 | 1.01-S4.R019 | 1.01-S4.R019.D | 1.01-S4.R019.D-YEL | 2995599.3272 | 13696184.5678 | Interior Array |  |  |  | 77.679 | 77.679 | 0.9332 | 81.556 | 3.877 | W6x7 - 13 | 6 | Yellow | YEL | 0 |  | 1.01-016 | -0.04% | -0.05% | 12 |  | 3 | 75.556 | 78.556
1.01 | 1.01-S4.R019 | 1.01-S4.R019.E | 1.01-S4.R019.E-YEL | 2995599.3272 | 13696157.0895 | Interior Array |  |  |  | 77.6472 | 77.6472 | 0.9195 | 81.5665 | 3.9193 | W6x7 - 13 | 6 | Yellow | YEL | 0 |  | 1.01-016 | -0.04% | -0.05% | 12 |  | 3 | 75.5665 | 78.5665
1.01 | 1.01-S4.R019 | 1.01-S4.R019.F | 1.01-S4.R019.F-YEL | 2995599.3272 | 13696129.6112 | Interior Array |  |  |  | 77.8101 | 77.8101 | 0.6857 | 81.5771 | 3.767 | W6x7 - 13 | 6 | Yellow | YEL | 0 |  | 1.01-016 | -0.04% | -0.05% | 12 |  | 3 | 75.5771 | 78.5771
1.01 | 1.01-S4.R019 | 1.01-S4.R019.G | 1.01-S4.R019.G-DBL | 2995599.3272 | 13696102.8376 | Interior Motor |  |  |  | 77.7792 | 77.7792 | 0.895 | 81.5873 | 3.8081 | W6x10.4 - 14 | 6 | Dark Blue | DBL | 0 |  | 1.01-016 | -0.04% | -0.05% | 12 |  | 3.25 | 75.5873 | 78.3373
1.01 | 1.01-S4.R019 | 1.01-S4.R019.H | 1.01-S4.R019.H-YEL | 2995599.3272 | 13696076.0641 | Interior Array |  |  |  | 77.8462 | 77.8462 | 0.6866 | 81.5975 | 3.7513 | W6x7 - 13 | 6 | Yellow | YEL | 0 |  | 1.01-016 | -0.04% | -0.05% | 12 |  | 3 | 75.5975 | 78.5975
1.01 | 1.01-S4.R019 | 1.01-S4.R019.I | 1.01-S4.R019.I-YEL | 2995599.3272 | 13696048.5858 | Interior Array |  |  |  | 77.8767 | 77.8767 | 0.733 | 81.6081 | 3.7314 | W6x7 - 13 | 6 | Yellow | YEL | 0 |  | 1.01-016 | -0.04% | -0.05% | 12 |  | 3 | 75.6081 | 78.6081
1.01 | 1.01-S4.R019 | 1.01-S4.R019.J | 1.01-S4.R019.J-LBL | 2995599.3272 | 13696021.1075 | Interior Array |  |  |  | 77.6112 | 77.6112 | 0.9671 | 81.6186 | 4.0074 | W6x7 - 14 | 6 | Light Blue | LBL | 0 |  | 1.01-016 | -0.04% | -0.05% | 12 |  | 3 | 75.6186 | 78.6186
1.01 | 1.01-S4.R019 | 1.01-S4.R019.K | 1.01-S4.R019.K-YEL | 2995599.3272 | 13695993.6289 | Interior Array |  |  |  | 77.7737 | 77.7737 | 0.8469 | 81.6291 | 3.8554 | W6x7 - 13 | 6 | Yellow | YEL | 0 |  | 1.01-016 | -0.04% | -0.05% | 12 |  | 3 | 75.6291 | 78.6291
1.01 | 1.01-S4.R019 | 1.01-S4.R019.L | 1.01-S4.R019.L-LBL | 2995599.3272 | 13695969.5167 | Interior Array |  |  |  | 77.5942 | 77.5942 | 1.0264 | 81.6383 | 4.0441 | W6x7 - 14 | 6 | Light Blue | LBL | 0 |  | 1.01-016 | -0.04% | -0.05% | 12 |  | 3 | 75.6383 | 78.6383
1.01 | 1.01-S4.R020 | 1.01-S4.R020.A | 1.01-S4.R020.A-LBL | 2995619.3272 | 13696260.2707 | Interior Array |  |  |  | 77.3543 | 77.3543 | 1.2412 | 81.5171 | 4.1628 | W6x7 - 14 | 6 | Light Blue | LBL | 0 |  | 1.01-016 | -0.04% | -0.05% | 12 |  | 3 | 75.5171 | 78.5171
1.01 | 1.01-S4.R020 | 1.01-S4.R020.B | 1.01-S4.R020.B-YEL | 2995619.3272 | 13696239.5247 | Interior Array |  |  |  | 77.6936 | 77.6936 | 0.8901 | 81.525 | 3.8314 | W6x7 - 13 | 6 | Yellow | YEL | 0 |  | 1.01-016 | -0.04% | -0.05% | 12 |  | 3 | 75.525 | 78.525
1.01 | 1.01-S4.R020 | 1.01-S4.R020.C | 1.01-S4.R020.C-YEL | 2995619.3272 | 13696212.0464 | Interior Array |  |  |  | 77.6773 | 77.6773 | 0.844 | 81.5355 | 3.8582 | W6x7 - 13 | 6 | Yellow | YEL | 0 |  | 1.01-016 | -0.04% | -0.05% | 12 |  | 3 | 75.5355 | 78.5355
1.01 | 1.01-S4.R020 | 1.01-S4.R020.D | 1.01-S4.R020.D-YEL | 2995619.3272 | 13696184.5678 | Interior Array |  |  |  | 77.7472 | 77.7472 | 0.7969 | 81.546 | 3.7988 | W6x7 - 13 | 6 | Yellow | YEL | 0 |  | 1.01-016 | -0.04% | -0.05% | 12 |  | 3 | 75.546 | 78.546
1.01 | 1.01-S4.R020 | 1.01-S4.R020.E | 1.01-S4.R020.E-YEL | 2995619.3272 | 13696157.0895 | Interior Array |  |  |  | 77.4953 | 77.4953 | 0.8365 | 81.5565 | 4.0612 | W6x7 - 13 | 6 | Yellow | YEL | 0 |  | 1.01-016 | -0.04% | -0.05% | 12 |  | 3 | 75.5565 | 78.5565
1.01 | 1.01-S4.R020 | 1.01-S4.R020.F | 1.01-S4.R020.F-YEL | 2995619.3272 | 13696129.6112 | Interior Array |  |  |  | 78.0522 | 78.0522 | 0.6821 | 81.5671 | 3.5149 | W6x7 - 13 | 6 | Yellow | YEL | 0 |  | 1.01-016 | -0.04% | -0.05% | 12 |  | 3 | 75.5671 | 78.5671
1.01 | 1.01-S4.R020 | 1.01-S4.R020.G | 1.01-S4.R020.G-DBL | 2995619.3272 | 13696102.8376 | Interior Motor |  |  |  | 77.6891 | 77.6891 | 0.7525 | 81.5773 | 3.8882 | W6x10.4 - 14 | 6 | Dark Blue | DBL | 0 |  | 1.01-016 | -0.04% | -0.05% | 12 |  | 3.25 | 75.5773 | 78.3273
1.01 | 1.01-S4.R020 | 1.01-S4.R020.H | 1.01-S4.R020.H-YEL | 2995619.3272 | 13696076.0641 | Interior Array |  |  |  | 77.8097 | 77.8097 | 0.5775 | 81.5875 | 3.7778 | W6x7 - 13 | 6 | Yellow | YEL | 0 |  | 1.01-016 | -0.04% | -0.05% | 12 |  | 3 | 75.5875 | 78.5875
1.01 | 1.01-S4.R020 | 1.01-S4.R020.I | 1.01-S4.R020.I-YEL | 2995619.3272 | 13696048.5858 | Interior Array |  |  |  | 77.8242 | 77.8242 | 0.7885 | 81.5981 | 3.7739 | W6x7 - 13 | 6 | Yellow | YEL | 0 |  | 1.01-016 | -0.04% | -0.05% | 12 |  | 3 | 75.5981 | 78.5981
1.01 | 1.01-S4.R020 | 1.01-S4.R020.J | 1.01-S4.R020.J-YEL | 2995619.3272 | 13696021.1075 | Interior Array |  |  |  | 77.7135 | 77.7135 | 0.8796 | 81.6086 | 3.8951 | W6x7 - 13 | 6 | Yellow | YEL | 0 |  | 1.01-016 | -0.04% | -0.05% | 12 |  | 3 | 75.6086 | 78.6086
1.01 | 1.01-S4.R020 | 1.01-S4.R020.K | 1.01-S4.R020.K-YEL | 2995619.3272 | 13695993.6289 | Interior Array |  |  |  | 77.8216 | 77.8216 | 0.6582 | 81.6191 | 3.7975 | W6x7 - 13 | 6 | Yellow | YEL | 0 |  | 1.01-016 | -0.04% | -0.05% | 12 |  | 3 | 75.6191 | 78.6191
1.01 | 1.01-S4.R020 | 1.01-S4.R020.L | 1.01-S4.R020.L-YEL | 2995619.3272 | 13695969.5167 | Interior Array |  |  |  | 77.7479 | 77.7479 | 0.8471 | 81.6283 | 3.8804 | W6x7 - 13 | 6 | Yellow | YEL | 0 |  | 1.01-016 | -0.04% | -0.05% | 12 |  | 3 | 75.6283 | 78.6283
1.01 | 1.01-S4.R021 | 1.01-S4.R021.A | 1.01-S4.R021.A-LBL | 2995639.3271 | 13696260.2707 | Interior Array |  |  |  | 77.3565 | 77.3565 | 1.2218 | 81.5071 | 4.1506 | W6x7 - 14 | 6 | Light Blue | LBL | 0 |  | 1.01-016 | -0.04% | -0.05% | 12 |  | 3 | 75.5071 | 78.5071
1.01 | 1.01-S4.R021 | 1.01-S4.R021.B | 1.01-S4.R021.B-YEL | 2995639.3271 | 13696239.5247 | Interior Array |  |  |  | 77.6151 | 77.6151 | 0.9608 | 81.515 | 3.8999 | W6x7 - 13 | 6 | Yellow | YEL | 0 |  | 1.01-016 | -0.04% | -0.05% | 12 |  | 3 | 75.515 | 78.515
1.01 | 1.01-S4.R021 | 1.01-S4.R021.C | 1.01-S4.R021.C-YEL | 2995639.3271 | 13696212.0464 | Interior Array |  |  |  | 77.69 | 77.69 | 0.8461 | 81.5255 | 3.8355 | W6x7 - 13 | 6 | Yellow | YEL | 0 |  | 1.01-016 | -0.04% | -0.05% | 12 |  | 3 | 75.5255 | 78.5255
1.01 | 1.01-S4.R021 | 1.01-S4.R021.D | 1.01-S4.R021.D-YEL | 2995639.3271 | 13696184.5678 | Interior Array |  |  |  | 77.6807 | 77.6807 | 0.7773 | 81.536 | 3.8553 | W6x7 - 13 | 6 | Yellow | YEL | 0 |  | 1.01-016 | -0.04% | -0.05% | 12 |  | 3 | 75.536 | 78.536
1.01 | 1.01-S4.R021 | 1.01-S4.R021.E | 1.01-S4.R021.E-YEL | 2995639.3271 | 13696157.0895 | Interior Array |  |  |  | 77.6037 | 77.6037 | 0.7814 | 81.5465 | 3.9428 | W6x7 - 13 | 6 | Yellow | YEL | 0 |  | 1.01-016 | -0.04% | -0.05% | 12 |  | 3 | 75.5465 | 78.5465
1.01 | 1.01-S4.R021 | 1.01-S4.R021.F | 1.01-S4.R021.F-YEL | 2995639.3271 | 13696129.6112 | Interior Array |  |  |  | 77.7101 | 77.7101 | 0.7258 | 81.5571 | 3.847 | W6x7 - 13 | 6 | Yellow | YEL | 0 |  | 1.01-016 | -0.04% | -0.05% | 12 |  | 3 | 75.5571 | 78.5571
1.01 | 1.01-S4.R021 | 1.01-S4.R021.G | 1.01-S4.R021.G-DBL | 2995639.3271 | 13696102.8376 | Interior Motor |  |  |  | 77.6033 | 77.6033 | 0.9021 | 81.5673 | 3.964 | W6x10.4 - 14 | 6 | Dark Blue | DBL | 0 |  | 1.01-016 | -0.04% | -0.05% | 12 |  | 3.25 | 75.5673 | 78.3173
1.01 | 1.01-S4.R021 | 1.01-S4.R021.H | 1.01-S4.R021.H-YEL | 2995639.3271 | 13696076.0641 | Interior Array |  |  |  | 77.8059 | 77.8059 | 0.6548 | 81.5775 | 3.7716 | W6x7 - 13 | 6 | Yellow | YEL | 0 |  | 1.01-016 | -0.04% | -0.05% | 12 |  | 3 | 75.5775 | 78.5775
1.01 | 1.01-S4.R021 | 1.01-S4.R021.I | 1.01-S4.R021.I-YEL | 2995639.3271 | 13696048.5858 | Interior Array |  |  |  | 77.7336 | 77.7336 | 0.8268 | 81.5881 | 3.8545 | W6x7 - 13 | 6 | Yellow | YEL | 0 |  | 1.01-016 | -0.04% | -0.05% | 12 |  | 3 | 75.5881 | 78.5881
1.01 | 1.01-S4.R021 | 1.01-S4.R021.J | 1.01-S4.R021.J-YEL | 2995639.3271 | 13696021.1075 | Interior Array |  |  |  | 77.8379 | 77.8379 | 0.7287 | 81.5986 | 3.7607 | W6x7 - 13 | 6 | Yellow | YEL | 0 |  | 1.01-016 | -0.04% | -0.05% | 12 |  | 3 | 75.5986 | 78.5986
1.01 | 1.01-S4.R021 | 1.01-S4.R021.K | 1.01-S4.R021.K-YEL | 2995639.3271 | 13695993.6289 | Interior Array |  |  |  | 78.0502 | 78.0502 | 0.4182 | 81.6091 | 3.5589 | W6x7 - 13 | 6 | Yellow | YEL | 0 |  | 1.01-016 | -0.04% | -0.05% | 12 |  | 3 | 75.6091 | 78.6091
1.01 | 1.01-S4.R021 | 1.01-S4.R021.L | 1.01-S4.R021.L-LBL | 2995639.3271 | 13695969.5167 | Interior Array |  |  |  | 77.6201 | 77.6201 | 0.9493 | 81.6183 | 3.9982 | W6x7 - 14 | 6 | Light Blue | LBL | 0 |  | 1.01-016 | -0.04% | -0.05% | 12 |  | 3 | 75.6183 | 78.6183
1.01 | 1.01-S4.R022 | 1.01-S4.R022.A | 1.01-S4.R022.A-YEL | 2995659.3271 | 13696260.2707 | Interior Array |  |  |  | 77.639 | 77.639 | 0.9177 | 81.4971 | 3.8581 | W6x7 - 13 | 6 | Yellow | YEL | 0 |  | 1.01-016 | -0.04% | -0.05% | 12 |  | 3 | 75.4971 | 78.4971
1.01 | 1.01-S4.R022 | 1.01-S4.R022.B | 1.01-S4.R022.B-LBL | 2995659.3271 | 13696239.5247 | Interior Array |  |  |  | 77.0571 | 77.0571 | 1.5326 | 81.505 | 4.4479 | W6x7 - 14 | 6 | Light Blue | LBL | 0 |  | 1.01-016 | -0.04% | -0.05% | 12 |  | 3 | 75.505 | 78.505
1.01 | 1.01-S4.R022 | 1.01-S4.R022.C | 1.01-S4.R022.C-YEL | 2995659.3271 | 13696212.0464 | Interior Array |  |  |  | 77.6187 | 77.6187 | 0.7392 | 81.5155 | 3.8968 | W6x7 - 13 | 6 | Yellow | YEL | 0 |  | 1.01-016 | -0.04% | -0.05% | 12 |  | 3 | 75.5155 | 78.5155
1.01 | 1.01-S4.R022 | 1.01-S4.R022.D | 1.01-S4.R022.D-YEL | 2995659.3271 | 13696184.5678 | Interior Array |  |  |  | 77.604 | 77.604 | 0.7562 | 81.526 | 3.922 | W6x7 - 13 | 6 | Yellow | YEL | 0 |  | 1.01-016 | -0.04% | -0.05% | 12 |  | 3 | 75.526 | 78.526
1.01 | 1.01-S4.R022 | 1.01-S4.R022.E | 1.01-S4.R022.E-YEL | 2995659.3271 | 13696157.0895 | Interior Array |  |  |  | 77.5628 | 77.5628 | 0.7593 | 81.5365 | 3.9737 | W6x7 - 13 | 6 | Yellow | YEL | 0 |  | 1.01-016 | -0.04% | -0.05% | 12 |  | 3 | 75.5365 | 78.5365
1.01 | 1.01-S4.R022 | 1.01-S4.R022.F | 1.01-S4.R022.F-YEL | 2995659.3271 | 13696129.6112 | Interior Array |  |  |  | 77.6221 | 77.6221 | 0.8135 | 81.5471 | 3.925 | W6x7 - 13 | 6 | Yellow | YEL | 0 |  | 1.01-016 | -0.04% | -0.05% | 12 |  | 3 | 75.5471 | 78.5471
1.01 | 1.01-S4.R022 | 1.01-S4.R022.G | 1.01-S4.R022.G-DBL | 2995659.3271 | 13696102.8376 | Interior Motor |  |  |  | 77.3799 | 77.3799 | 0.9934 | 81.5573 | 4.1774 | W6x10.4 - 14 | 6 | Dark Blue | DBL | 0 |  | 1.01-016 | -0.04% | -0.05% | 12 |  | 3.25 | 75.5573 | 78.3073
1.01 | 1.01-S4.R022 | 1.01-S4.R022.H | 1.01-S4.R022.H-YEL | 2995659.3271 | 13696076.0641 | Interior Array |  |  |  | 77.7196 | 77.7196 | 0.7186 | 81.5675 | 3.8479 | W6x7 - 13 | 6 | Yellow | YEL | 0 |  | 1.01-016 | -0.04% | -0.05% | 12 |  | 3 | 75.5675 | 78.5675
1.01 | 1.01-S4.R022 | 1.01-S4.R022.I | 1.01-S4.R022.I-LBL | 2995659.3271 | 13696048.5858 | Interior Array |  |  |  | 77.6398 | 77.6398 | 0.8732 | 81.5781 | 3.9383 | W6x7 - 14 | 6 | Light Blue | LBL | 0 |  | 1.01-016 | -0.04% | -0.05% | 12 |  | 3 | 75.5781 | 78.5781
1.01 | 1.01-S4.R022 | 1.01-S4.R022.J | 1.01-S4.R022.J-YEL | 2995659.3271 | 13696021.1075 | Interior Array |  |  |  | 78.0194 | 78.0194 | 0.613 | 81.5886 | 3.5692 | W6x7 - 13 | 6 | Yellow | YEL | 0 |  | 1.01-016 | -0.04% | -0.05% | 12 |  | 3 | 75.5886 | 78.5886
1.01 | 1.01-S4.R022 | 1.01-S4.R022.K | 1.01-S4.R022.K-YEL | 2995659.3271 | 13695993.6289 | Interior Array |  |  |  | 78.1991 | 78.1991 | 0.3425 | 81.5991 | 3.4 | W6x7 - 13 | 6 | Yellow | YEL | 0 |  | 1.01-016 | -0.04% | -0.05% | 12 |  | 3 | 75.5991 | 78.5991
1.01 | 1.01-S4.R022 | 1.01-S4.R022.L | 1.01-S4.R022.L-LBL | 2995659.3271 | 13695969.5167 | Interior Array |  |  |  | 77.6503 | 77.6503 | 0.9004 | 81.6083 | 3.958 | W6x7 - 14 | 6 | Light Blue | LBL | 0 |  | 1.01-016 | -0.04% | -0.05% | 12 |  | 3 | 75.6083 | 78.6083
1.01 | 1.01-S4.R023 | 1.01-S4.R023.A | 1.01-S4.R023.A-LBL | 2995679.3271 | 13696260.2707 | Interior Array |  |  |  | 77.365 | 77.365 | 1.0624 | 81.4871 | 4.1221 | W6x7 - 14 | 6 | Light Blue | LBL | 0 |  | 1.01-016 | -0.04% | -0.05% | 12 |  | 3 | 75.4871 | 78.4871
1.01 | 1.01-S4.R023 | 1.01-S4.R023.B | 1.01-S4.R023.B-LBL | 2995679.3271 | 13696239.5247 | Interior Array |  |  |  | 77.4813 | 77.4813 | 0.9913 | 81.495 | 4.0137 | W6x7 - 14 | 6 | Light Blue | LBL | 0 |  | 1.01-016 | -0.04% | -0.05% | 12 |  | 3 | 75.495 | 78.495
1.01 | 1.01-S4.R023 | 1.01-S4.R023.C | 1.01-S4.R023.C-YEL | 2995679.3271 | 13696212.0464 | Interior Array |  |  |  | 77.6002 | 77.6002 | 0.7144 | 81.5055 | 3.9053 | W6x7 - 13 | 6 | Yellow | YEL | 0 |  | 1.01-016 | -0.04% | -0.05% | 12 |  | 3 | 75.5055 | 78.5055
1.01 | 1.01-S4.R023 | 1.01-S4.R023.D | 1.01-S4.R023.D-YEL | 2995679.3271 | 13696184.5678 | Interior Array |  |  |  | 77.6806 | 77.6806 | 0.7321 | 81.516 | 3.8354 | W6x7 - 13 | 6 | Yellow | YEL | 0 |  | 1.01-016 | -0.04% | -0.05% | 12 |  | 3 | 75.516 | 78.516
1.01 | 1.01-S4.R023 | 1.01-S4.R023.E | 1.01-S4.R023.E-YEL | 2995679.3271 | 13696157.0895 | Interior Array |  |  |  | 77.5328 | 77.5328 | 0.894 | 81.5265 | 3.9937 | W6x7 - 13 | 6 | Yellow | YEL | 0 |  | 1.01-016 | -0.04% | -0.05% | 12 |  | 3 | 75.5265 | 78.5265
1.01 | 1.01-S4.R023 | 1.01-S4.R023.F | 1.01-S4.R023.F-YEL | 2995679.3271 | 13696129.6112 | Interior Array |  |  |  | 77.5292 | 77.5292 | 0.7878 | 81.5371 | 4.0079 | W6x7 - 13 | 6 | Yellow | YEL | 0 |  | 1.01-016 | -0.04% | -0.05% | 12 |  | 3 | 75.5371 | 78.5371
1.01 | 1.01-S4.R023 | 1.01-S4.R023.G | 1.01-S4.R023.G-DBL | 2995679.3271 | 13696102.8376 | Interior Motor |  |  |  | 77.4888 | 77.4888 | 1.0038 | 81.5473 | 4.0585 | W6x10.4 - 14 | 6 | Dark Blue | DBL | 0 |  | 1.01-016 | -0.04% | -0.05% | 12 |  | 3.25 | 75.5473 | 78.2973
1.01 | 1.01-S4.R023 | 1.01-S4.R023.H | 1.01-S4.R023.H-LBL | 2995679.3271 | 13696076.0641 | Interior Array |  |  |  | 77.5952 | 77.5952 | 0.8797 | 81.5575 | 3.9623 | W6x7 - 14 | 6 | Light Blue | LBL | 0 |  | 1.01-016 | -0.04% | -0.05% | 12 |  | 3 | 75.5575 | 78.5575
1.01 | 1.01-S4.R023 | 1.01-S4.R023.I | 1.01-S4.R023.I-LBL | 2995679.3271 | 13696048.5858 | Interior Array |  |  |  | 77.5995 | 77.5995 | 0.9073 | 81.5681 | 3.9686 | W6x7 - 14 | 6 | Light Blue | LBL | 0 |  | 1.01-016 | -0.04% | -0.05% | 12 |  | 3 | 75.5681 | 78.5681
1.01 | 1.01-S4.R023 | 1.01-S4.R023.J | 1.01-S4.R023.J-YEL | 2995679.3271 | 13696021.1075 | Interior Array |  |  |  | 77.54 | 77.54 | 0.8396 | 81.5786 | 4.0386 | W6x7 - 13 | 6 | Yellow | YEL | 0 |  | 1.01-016 | -0.04% | -0.05% | 12 |  | 3 | 75.5786 | 78.5786
1.01 | 1.01-S4.R023 | 1.01-S4.R023.K | 1.01-S4.R023.K-YEL | 2995679.3271 | 13695993.6289 | Interior Array |  |  |  | 77.7896 | 77.7896 | 0.7125 | 81.5891 | 3.7995 | W6x7 - 13 | 6 | Yellow | YEL | 0 |  | 1.01-016 | -0.04% | -0.05% | 12 |  | 3 | 75.5891 | 78.5891
1.01 | 1.01-S4.R023 | 1.01-S4.R023.L | 1.01-S4.R023.L-LBL | 2995679.3271 | 13695969.5167 | Interior Array |  |  |  | 77.4764 | 77.4764 | 0.9902 | 81.5983 | 4.1219 | W6x7 - 14 | 6 | Light Blue | LBL | 0 |  | 1.01-016 | -0.04% | -0.05% | 12 |  | 3 | 75.5983 | 78.5983
1.01 | 1.01-S4.R024 | 1.01-S4.R024.A | 1.01-S4.R024.A-LBL | 2995699.3274 | 13696260.2707 | Interior Array |  |  |  | 77.6965 | 77.6965 | 1.0112 | 81.4771 | 3.7806 | W6x7 - 14 | 6 | Light Blue | LBL | 0 |  | 1.01-016 | -0.04% | -0.05% | 12 |  | 3 | 75.4771 | 78.4771
1.01 | 1.01-S4.R024 | 1.01-S4.R024.B | 1.01-S4.R024.B-LBL | 2995699.3274 | 13696239.5247 | Interior Array |  |  |  | 77.5926 | 77.5926 | 1.0175 | 81.485 | 3.8924 | W6x7 - 14 | 6 | Light Blue | LBL | 0 |  | 1.01-016 | -0.04% | -0.05% | 12 |  | 3 | 75.485 | 78.485
1.01 | 1.01-S4.R024 | 1.01-S4.R024.C | 1.01-S4.R024.C-LBL | 2995699.3274 | 13696212.0464 | Interior Array |  |  |  | 77.2668 | 77.2668 | 1.0324 | 81.4955 | 4.2287 | W6x7 - 14 | 6 | Light Blue | LBL | 0 |  | 1.01-016 | -0.04% | -0.05% | 12 |  | 3 | 75.4955 | 78.4955
1.01 | 1.01-S4.R024 | 1.01-S4.R024.D | 1.01-S4.R024.D-LBL | 2995699.3274 | 13696184.5678 | Interior Array |  |  |  | 77.8155 | 77.8155 | 0.9171 | 81.506 | 3.6905 | W6x7 - 14 | 6 | Light Blue | LBL | 0 |  | 1.01-016 | -0.04% | -0.05% | 12 |  | 3 | 75.506 | 78.506
1.01 | 1.01-S4.R024 | 1.01-S4.R024.E | 1.01-S4.R024.E-YEL | 2995699.3274 | 13696157.0895 | Interior Array |  |  |  | 77.7393 | 77.7393 | 0.7602 | 81.5165 | 3.7772 | W6x7 - 13 | 6 | Yellow | YEL | 0 |  | 1.01-016 | -0.04% | -0.05% | 12 |  | 3 | 75.5165 | 78.5165
1.01 | 1.01-S4.R024 | 1.01-S4.R024.F | 1.01-S4.R024.F-YEL | 2995699.3274 | 13696129.6112 | Interior Array |  |  |  | 77.5837 | 77.5837 | 0.4651 | 81.5271 | 3.9434 | W6x7 - 13 | 6 | Yellow | YEL | 0 |  | 1.01-016 | -0.04% | -0.05% | 12 |  | 3 | 75.5271 | 78.5271
1.01 | 1.01-S4.R024 | 1.01-S4.R024.G | 1.01-S4.R024.G-DBL | 2995699.3274 | 13696102.8376 | Interior Motor |  |  |  | 77.4823 | 77.4823 | 1.0157 | 81.5373 | 4.055 | W6x10.4 - 14 | 6 | Dark Blue | DBL | 0 |  | 1.01-016 | -0.04% | -0.05% | 12 |  | 3.25 | 75.5373 | 78.2873
1.01 | 1.01-S4.R024 | 1.01-S4.R024.H | 1.01-S4.R024.H-LBL | 2995699.3274 | 13696076.0641 | Interior Array |  |  |  | 77.4863 | 77.4863 | 1.0894 | 81.5475 | 4.0612 | W6x7 - 14 | 6 | Light Blue | LBL | 0 |  | 1.01-016 | -0.04% | -0.05% | 12 |  | 3 | 75.5475 | 78.5475
1.01 | 1.01-S4.R024 | 1.01-S4.R024.I | 1.01-S4.R024.I-LBL | 2995699.3274 | 13696048.5858 | Interior Array |  |  |  | 77.5265 | 77.5265 | 0.896 | 81.5581 | 4.0316 | W6x7 - 14 | 6 | Light Blue | LBL | 0 |  | 1.01-016 | -0.04% | -0.05% | 12 |  | 3 | 75.5581 | 78.5581
1.01 | 1.01-S4.R024 | 1.01-S4.R024.J | 1.01-S4.R024.J-YEL | 2995699.3274 | 13696021.1075 | Interior Array |  |  |  | 77.6397 | 77.6397 | 0.8195 | 81.5686 | 3.9289 | W6x7 - 13 | 6 | Yellow | YEL | 0 |  | 1.01-016 | -0.04% | -0.05% | 12 |  | 3 | 75.5686 | 78.5686
1.01 | 1.01-S4.R024 | 1.01-S4.R024.K | 1.01-S4.R024.K-LBL | 2995699.3274 | 13695993.6289 | Interior Array |  |  |  | 77.4081 | 77.4081 | 1.0146 | 81.5791 | 4.171 | W6x7 - 14 | 6 | Light Blue | LBL | 0 |  | 1.01-016 | -0.04% | -0.05% | 12 |  | 3 | 75.5791 | 78.5791
1.01 | 1.01-S4.R024 | 1.01-S4.R024.L | 1.01-S4.R024.L-LBL | 2995699.3274 | 13695969.5167 | Interior Array |  |  |  | 77.4383 | 77.4383 | 0.8542 | 81.5883 | 4.15 | W6x7 - 14 | 6 | Light Blue | LBL | 0 |  | 1.01-016 | -0.04% | -0.05% | 12 |  | 3 | 75.5883 | 78.5883
1.01 | 1.01-S4.R025 | 1.01-S4.R025.A | 1.01-S4.R025.A-LBL | 2995719.3273 | 13696260.2707 | Interior Array |  |  |  | 77.5281 | 77.5281 | 0.9439 | 81.4671 | 3.939 | W6x7 - 14 | 6 | Light Blue | LBL | 0 |  | 1.01-016 | -0.04% | -0.05% | 12 |  | 3 | 75.4671 | 78.4671
1.01 | 1.01-S4.R025 | 1.01-S4.R025.B | 1.01-S4.R025.B-LBL | 2995719.3273 | 13696239.5247 | Interior Array |  |  |  | 77.2451 | 77.2451 | 1.0302 | 81.475 | 4.2299 | W6x7 - 14 | 6 | Light Blue | LBL | 0 |  | 1.01-016 | -0.04% | -0.05% | 12 |  | 3 | 75.475 | 78.475
1.01 | 1.01-S4.R025 | 1.01-S4.R025.C | 1.01-S4.R025.C-LBL | 2995719.3273 | 13696212.0464 | Interior Array |  |  |  | 77.306 | 77.306 | 1.0324 | 81.4855 | 4.1795 | W6x7 - 14 | 6 | Light Blue | LBL | 0 |  | 1.01-016 | -0.04% | -0.05% | 12 |  | 3 | 75.4855 | 78.4855
1.01 | 1.01-S4.R025 | 1.01-S4.R025.D | 1.01-S4.R025.D-LBL | 2995719.3273 | 13696184.5678 | Interior Array |  |  |  | 77.6096 | 77.6096 | 1.2677 | 81.496 | 3.8864 | W6x7 - 14 | 6 | Light Blue | LBL | 0 |  | 1.01-016 | -0.04% | -0.05% | 12 |  | 3 | 75.496 | 78.496
1.01 | 1.01-S4.R025 | 1.01-S4.R025.E | 1.01-S4.R025.E-YEL | 2995719.3273 | 13696157.0895 | Interior Array |  |  |  | 77.624 | 77.624 | 0.58 | 81.5065 | 3.8825 | W6x7 - 13 | 6 | Yellow | YEL | 0 |  | 1.01-016 | -0.04% | -0.05% | 12 |  | 3 | 75.5065 | 78.5065
1.01 | 1.01-S4.R025 | 1.01-S4.R025.F | 1.01-S4.R025.F-YEL | 2995719.3273 | 13696129.6112 | Interior Array |  |  |  | 77.6735 | 77.6735 | 0.6752 | 81.5171 | 3.8436 | W6x7 - 13 | 6 | Yellow | YEL | 0 |  | 1.01-016 | -0.04% | -0.05% | 12 |  | 3 | 75.5171 | 78.5171
1.01 | 1.01-S4.R025 | 1.01-S4.R025.G | 1.01-S4.R025.G-DBL | 2995719.3273 | 13696102.8376 | Interior Motor |  |  |  | 77.4594 | 77.4594 | 1.0522 | 81.5273 | 4.0679 | W6x10.4 - 14 | 6 | Dark Blue | DBL | 0 |  | 1.01-016 | -0.04% | -0.05% | 12 |  | 3.25 | 75.5273 | 78.2773
1.01 | 1.01-S4.R025 | 1.01-S4.R025.H | 1.01-S4.R025.H-LBL | 2995719.3273 | 13696076.0641 | Interior Array |  |  |  | 77.4101 | 77.4101 | 1.06 | 81.5375 | 4.1274 | W6x7 - 14 | 6 | Light Blue | LBL | 0 |  | 1.01-016 | -0.04% | -0.05% | 12 |  | 3 | 75.5375 | 78.5375
1.01 | 1.01-S4.R025 | 1.01-S4.R025.I | 1.01-S4.R025.I-LBL | 2995719.3273 | 13696048.5858 | Interior Array |  |  |  | 77.4978 | 77.4978 | 0.9497 | 81.5481 | 4.0503 | W6x7 - 14 | 6 | Light Blue | LBL | 0 |  | 1.01-016 | -0.04% | -0.05% | 12 |  | 3 | 75.5481 | 78.5481
1.01 | 1.01-S4.R025 | 1.01-S4.R025.J | 1.01-S4.R025.J-LBL | 2995719.3273 | 13696021.1075 | Interior Array |  |  |  | 77.5762 | 77.5762 | 0.8658 | 81.5586 | 3.9824 | W6x7 - 14 | 6 | Light Blue | LBL | 0 |  | 1.01-016 | -0.04% | -0.05% | 12 |  | 3 | 75.5586 | 78.5586
1.01 | 1.01-S4.R025 | 1.01-S4.R025.K | 1.01-S4.R025.K-LBL | 2995719.3273 | 13695993.6289 | Interior Array |  |  |  | 77.5496 | 77.5496 | 0.8941 | 81.5691 | 4.0195 | W6x7 - 14 | 6 | Light Blue | LBL | 0 |  | 1.01-016 | -0.04% | -0.05% | 12 |  | 3 | 75.5691 | 78.5691
1.01 | 1.01-S4.R025 | 1.01-S4.R025.L | 1.01-S4.R025.L-LBL | 2995719.3273 | 13695969.5167 | Interior Array |  |  |  | 77.5623 | 77.5623 | 0.8593 | 81.5783 | 4.016 | W6x7 - 14 | 6 | Light Blue | LBL | 0 |  | 1.01-016 | -0.04% | -0.05% | 12 |  | 3 | 75.5783 | 78.5783
1.01 | 1.01-S4.R026 | 1.01-S4.R026.A | 1.01-S4.R026.A-LBL | 2995739.3273 | 13696260.2707 | Interior Array |  |  |  | 77.2324 | 77.2324 | 0.9873 | 81.4571 | 4.2247 | W6x7 - 14 | 6 | Light Blue | LBL | 0 |  | 1.01-016 | -0.04% | -0.05% | 12 |  | 3 | 75.4571 | 78.4571
1.01 | 1.01-S4.R026 | 1.01-S4.R026.B | 1.01-S4.R026.B-LBL | 2995739.3273 | 13696239.5247 | Interior Array |  |  |  | 77.2525 | 77.2525 | 1.1283 | 81.465 | 4.2125 | W6x7 - 14 | 6 | Light Blue | LBL | 0 |  | 1.01-016 | -0.04% | -0.05% | 12 |  | 3 | 75.465 | 78.465
1.01 | 1.01-S4.R026 | 1.01-S4.R026.C | 1.01-S4.R026.C-LBL | 2995739.3273 | 13696212.0464 | Interior Array |  |  |  | 77.4322 | 77.4322 | 0.9147 | 81.4755 | 4.0433 | W6x7 - 14 | 6 | Light Blue | LBL | 0 |  | 1.01-016 | -0.04% | -0.05% | 12 |  | 3 | 75.4755 | 78.4755
1.01 | 1.01-S4.R026 | 1.01-S4.R026.D | 1.01-S4.R026.D-LBL | 2995739.3273 | 13696184.5678 | Interior Array |  |  |  | 77.5219 | 77.5219 | 1.16 | 81.486 | 3.9641 | W6x7 - 14 | 6 | Light Blue | LBL | 0 |  | 1.01-016 | -0.04% | -0.05% | 12 |  | 3 | 75.486 | 78.486
1.01 | 1.01-S4.R026 | 1.01-S4.R026.E | 1.01-S4.R026.E-YEL | 2995739.3273 | 13696157.0895 | Interior Array |  |  |  | 77.6583 | 77.6583 | 0.6191 | 81.4965 | 3.8382 | W6x7 - 13 | 6 | Yellow | YEL | 0 |  | 1.01-016 | -0.04% | -0.05% | 12 |  | 3 | 75.4965 | 78.4965
1.01 | 1.01-S4.R026 | 1.01-S4.R026.F | 1.01-S4.R026.F-LBL | 2995739.3273 | 13696129.6112 | Interior Array |  |  |  | 77.3385 | 77.3385 | 0.9393 | 81.5071 | 4.1686 | W6x7 - 14 | 6 | Light Blue | LBL | 0 |  | 1.01-016 | -0.04% | -0.05% | 12 |  | 3 | 75.5071 | 78.5071
1.01 | 1.01-S4.R026 | 1.01-S4.R026.G | 1.01-S4.R026.G-DBL | 2995739.3273 | 13696102.8376 | Interior Motor |  |  |  | 77.2944 | 77.2944 | 1.1433 | 81.5173 | 4.2229 | W6x10.4 - 14 | 6 | Dark Blue | DBL | 0 |  | 1.01-016 | -0.04% | -0.05% | 12 |  | 3.25 | 75.5173 | 78.2673
1.01 | 1.01-S4.R026 | 1.01-S4.R026.H | 1.01-S4.R026.H-LBL | 2995739.3273 | 13696076.0641 | Interior Array |  |  |  | 77.3461 | 77.3461 | 1.0457 | 81.5275 | 4.1814 | W6x7 - 14 | 6 | Light Blue | LBL | 0 |  | 1.01-016 | -0.04% | -0.05% | 12 |  | 3 | 75.5275 | 78.5275
1.01 | 1.01-S4.R026 | 1.01-S4.R026.I | 1.01-S4.R026.I-LBL | 2995739.3273 | 13696048.5858 | Interior Array |  |  |  | 77.5244 | 77.5244 | 0.8364 | 81.5381 | 4.0137 | W6x7 - 14 | 6 | Light Blue | LBL | 0 |  | 1.01-016 | -0.04% | -0.05% | 12 |  | 3 | 75.5381 | 78.5381
1.01 | 1.01-S4.R026 | 1.01-S4.R026.J | 1.01-S4.R026.J-YEL | 2995739.3273 | 13696021.1075 | Interior Array |  |  |  | 78.0662 | 78.0662 | 0.3537 | 81.5486 | 3.4824 | W6x7 - 13 | 6 | Yellow | YEL | 0 |  | 1.01-016 | -0.04% | -0.05% | 12 |  | 3 | 75.5486 | 78.5486
1.01 | 1.01-S4.R026 | 1.01-S4.R026.K | 1.01-S4.R026.K-YEL | 2995739.3273 | 13695993.6289 | Interior Array |  |  |  | 77.6551 | 77.6551 | 0.767 | 81.5591 | 3.904 | W6x7 - 13 | 6 | Yellow | YEL | 0 |  | 1.01-016 | -0.04% | -0.05% | 12 |  | 3 | 75.5591 | 78.5591
1.01 | 1.01-S4.R026 | 1.01-S4.R026.L | 1.01-S4.R026.L-LBL | 2995739.3273 | 13695969.5167 | Interior Array |  |  |  | 77.4851 | 77.4851 | 0.8444 | 81.5683 | 4.0832 | W6x7 - 14 | 6 | Light Blue | LBL | 0 |  | 1.01-016 | -0.04% | -0.05% | 12 |  | 3 | 75.5683 | 78.5683
1.01 | 1.01-S4.R027 | 1.01-S4.R027.A | 1.01-S4.R027.A-LBL | 2995759.3272 | 13696260.2707 | Interior Array |  |  |  | 77.3221 | 77.3221 | 0.92 | 81.4471 | 4.125 | W6x7 - 14 | 6 | Light Blue | LBL | 0 |  | 1.01-016 | -0.04% | -0.05% | 12 |  | 3 | 75.4471 | 78.4471
1.01 | 1.01-S4.R027 | 1.01-S4.R027.B | 1.01-S4.R027.B-LBL | 2995759.3272 | 13696239.5247 | Interior Array |  |  |  | 77.3535 | 77.3535 | 1.0648 | 81.455 | 4.1015 | W6x7 - 14 | 6 | Light Blue | LBL | 0 |  | 1.01-016 | -0.04% | -0.05% | 12 |  | 3 | 75.455 | 78.455
1.01 | 1.01-S4.R027 | 1.01-S4.R027.C | 1.01-S4.R027.C-LBL | 2995759.3272 | 13696212.0464 | Interior Array |  |  |  | 77.5278 | 77.5278 | 0.9685 | 81.4655 | 3.9377 | W6x7 - 14 | 6 | Light Blue | LBL | 0 |  | 1.01-016 | -0.04% | -0.05% | 12 |  | 3 | 75.4655 | 78.4655
1.01 | 1.01-S4.R027 | 1.01-S4.R027.D | 1.01-S4.R027.D-LBL | 2995759.3272 | 13696184.5678 | Interior Array |  |  |  | 77.1463 | 77.1463 | 1.0865 | 81.476 | 4.3297 | W6x7 - 14 | 6 | Light Blue | LBL | 0 |  | 1.01-016 | -0.04% | -0.05% | 12 |  | 3 | 75.476 | 78.476
1.01 | 1.01-S4.R027 | 1.01-S4.R027.E | 1.01-S4.R027.E-LBL | 2995759.3272 | 13696157.0895 | Interior Array |  |  |  | 77.5159 | 77.5159 | 0.8726 | 81.4865 | 3.9706 | W6x7 - 14 | 6 | Light Blue | LBL | 0 |  | 1.01-016 | -0.04% | -0.05% | 12 |  | 3 | 75.4865 | 78.4865
1.01 | 1.01-S4.R027 | 1.01-S4.R027.F | 1.01-S4.R027.F-LBL | 2995759.3272 | 13696129.6112 | Interior Array |  |  |  | 77.4451 | 77.4451 | 0.9438 | 81.4971 | 4.052 | W6x7 - 14 | 6 | Light Blue | LBL | 0 |  | 1.01-016 | -0.04% | -0.05% | 12 |  | 3 | 75.4971 | 78.4971
1.01 | 1.01-S4.R027 | 1.01-S4.R027.G | 1.01-S4.R027.G-DBL | 2995759.3272 | 13696102.8376 | Interior Motor |  |  |  | 77.4107 | 77.4107 | 0.9707 | 81.5073 | 4.0966 | W6x10.4 - 14 | 6 | Dark Blue | DBL | 0 |  | 1.01-016 | -0.04% | -0.05% | 12 |  | 3.25 | 75.5073 | 78.2573
1.01 | 1.01-S4.R027 | 1.01-S4.R027.H | 1.01-S4.R027.H-LBL | 2995759.3272 | 13696076.0641 | Interior Array |  |  |  | 77.4012 | 77.4012 | 0.9167 | 81.5175 | 4.1163 | W6x7 - 14 | 6 | Light Blue | LBL | 0 |  | 1.01-016 | -0.04% | -0.05% | 12 |  | 3 | 75.5175 | 78.5175
1.01 | 1.01-S4.R027 | 1.01-S4.R027.I | 1.01-S4.R027.I-YEL | 2995759.3272 | 13696048.5858 | Interior Array |  |  |  | 77.4225 | 77.4225 | 0.7896 | 81.5281 | 4.1056 | W6x7 - 13 | 6 | Yellow | YEL | 0 |  | 1.01-016 | -0.04% | -0.05% | 12 |  | 3 | 75.5281 | 78.5281
1.01 | 1.01-S4.R027 | 1.01-S4.R027.J | 1.01-S4.R027.J-YEL | 2995759.3272 | 13696021.1075 | Interior Array |  |  |  | 78.024 | 78.024 | 0.4133 | 81.5386 | 3.5146 | W6x7 - 13 | 6 | Yellow | YEL | 0 |  | 1.01-016 | -0.04% | -0.05% | 12 |  | 3 | 75.5386 | 78.5386
1.01 | 1.01-S4.R027 | 1.01-S4.R027.K | 1.01-S4.R027.K-YEL | 2995759.3272 | 13695993.6289 | Interior Array |  |  |  | 77.5086 | 77.5086 | 0.8224 | 81.5491 | 4.0405 | W6x7 - 13 | 6 | Yellow | YEL | 0 |  | 1.01-016 | -0.04% | -0.05% | 12 |  | 3 | 75.5491 | 78.5491
1.01 | 1.01-S4.R027 | 1.01-S4.R027.L | 1.01-S4.R027.L-LBL | 2995759.3272 | 13695969.5167 | Interior Array |  |  |  | 77.5846 | 77.5846 | 0.8146 | 81.5583 | 3.9737 | W6x7 - 14 | 6 | Light Blue | LBL | 0 |  | 1.01-016 | -0.04% | -0.05% | 12 |  | 3 | 75.5583 | 78.5583
1.01 | 1.01-S4.R028 | 1.01-S4.R028.A | 1.01-S4.R028.A-LBL | 2995779.3272 | 13696260.2707 | Interior Array |  |  |  | 77.2906 | 77.2906 | 0.8553 | 81.4371 | 4.1465 | W6x7 - 14 | 6 | Light Blue | LBL | 0 |  | 1.01-016 | -0.04% | -0.05% | 12 |  | 3 | 75.4371 | 78.4371
1.01 | 1.01-S4.R028 | 1.01-S4.R028.B | 1.01-S4.R028.B-LBL | 2995779.3272 | 13696239.5247 | Interior Array |  |  |  | 77.3426 | 77.3426 | 0.9981 | 81.445 | 4.1024 | W6x7 - 14 | 6 | Light Blue | LBL | 0 |  | 1.01-016 | -0.04% | -0.05% | 12 |  | 3 | 75.445 | 78.445
1.01 | 1.01-S4.R028 | 1.01-S4.R028.C | 1.01-S4.R028.C-LBL | 2995779.3272 | 13696212.0464 | Interior Array |  |  |  | 77.1413 | 77.1413 | 0.9967 | 81.4555 | 4.3142 | W6x7 - 14 | 6 | Light Blue | LBL | 0 |  | 1.01-016 | -0.04% | -0.05% | 12 |  | 3 | 75.4555 | 78.4555
1.01 | 1.01-S4.R028 | 1.01-S4.R028.D | 1.01-S4.R028.D-LBL | 2995779.3272 | 13696184.5678 | Interior Array |  |  |  | 77.0725 | 77.0725 | 1.0184 | 81.466 | 4.3935 | W6x7 - 14 | 6 | Light Blue | LBL | 0 |  | 1.01-016 | -0.04% | -0.05% | 12 |  | 3 | 75.466 | 78.466
1.01 | 1.01-S4.R028 | 1.01-S4.R028.E | 1.01-S4.R028.E-LBL | 2995779.3272 | 13696157.0895 | Interior Array |  |  |  | 77.3853 | 77.3853 | 1.0555 | 81.4765 | 4.0912 | W6x7 - 14 | 6 | Light Blue | LBL | 0 |  | 1.01-016 | -0.04% | -0.05% | 12 |  | 3 | 75.4765 | 78.4765
1.01 | 1.01-S4.R028 | 1.01-S4.R028.F | 1.01-S4.R028.F-LBL | 2995779.3272 | 13696129.6112 | Interior Array |  |  |  | 77.347 | 77.347 | 0.8895 | 81.4871 | 4.1401 | W6x7 - 14 | 6 | Light Blue | LBL | 0 |  | 1.01-016 | -0.04% | -0.05% | 12 |  | 3 | 75.4871 | 78.4871
1.01 | 1.01-S4.R028 | 1.01-S4.R028.G | 1.01-S4.R028.G-DBL | 2995779.3272 | 13696102.8376 | Interior Motor |  |  |  | 77.43 | 77.43 | 0.888 | 81.4973 | 4.0673 | W6x10.4 - 14 | 6 | Dark Blue | DBL | 0 |  | 1.01-016 | -0.04% | -0.05% | 12 |  | 3.25 | 75.4973 | 78.2473
1.01 | 1.01-S4.R028 | 1.01-S4.R028.H | 1.01-S4.R028.H-LBL | 2995779.3272 | 13696076.0641 | Interior Array |  |  |  | 77.431 | 77.431 | 0.8969 | 81.5075 | 4.0765 | W6x7 - 14 | 6 | Light Blue | LBL | 0 |  | 1.01-016 | -0.04% | -0.05% | 12 |  | 3 | 75.5075 | 78.5075
1.01 | 1.01-S4.R028 | 1.01-S4.R028.I | 1.01-S4.R028.I-LBL | 2995779.3272 | 13696048.5858 | Interior Array |  |  |  | 77.5465 | 77.5465 | 0.8137 | 81.5181 | 3.9716 | W6x7 - 14 | 6 | Light Blue | LBL | 0 |  | 1.01-016 | -0.04% | -0.05% | 12 |  | 3 | 75.5181 | 78.5181
1.01 | 1.01-S4.R028 | 1.01-S4.R028.J | 1.01-S4.R028.J-LBL | 2995779.3272 | 13696021.1075 | Interior Array |  |  |  | 77.4543 | 77.4543 | 0.8647 | 81.5286 | 4.0743 | W6x7 - 14 | 6 | Light Blue | LBL | 0 |  | 1.01-016 | -0.04% | -0.05% | 12 |  | 3 | 75.5286 | 78.5286
1.01 | 1.01-S4.R028 | 1.01-S4.R028.K | 1.01-S4.R028.K-LBL | 2995779.3272 | 13695993.6289 | Interior Array |  |  |  | 77.4669 | 77.4669 | 0.8905 | 81.5391 | 4.0722 | W6x7 - 14 | 6 | Light Blue | LBL | 0 |  | 1.01-016 | -0.04% | -0.05% | 12 |  | 3 | 75.5391 | 78.5391
1.01 | 1.01-S4.R028 | 1.01-S4.R028.L | 1.01-S4.R028.L-YEL | 2995779.3272 | 13695969.5167 | Interior Array |  |  |  | 77.6561 | 77.6561 | 0.7143 | 81.5483 | 3.8922 | W6x7 - 13 | 6 | Yellow | YEL | 0 |  | 1.01-016 | -0.04% | -0.05% | 12 |  | 3 | 75.5483 | 78.5483
1.01 | 1.01-S4.R029 | 1.01-S4.R029.A | 1.01-S4.R029.A-LBL | 2995799.3272 | 13696260.2707 | Interior Array |  |  |  | 77.4214 | 77.4214 | 0.7901 | 81.4271 | 4.0057 | W6x7 - 14 | 6 | Light Blue | LBL | 0 |  | 1.01-016 | -0.04% | -0.05% | 12 |  | 3 | 75.4271 | 78.4271
1.01 | 1.01-S4.R029 | 1.01-S4.R029.B | 1.01-S4.R029.B-LBL | 2995799.3272 | 13696239.5247 | Interior Array |  |  |  | 77.3775 | 77.3775 | 0.8964 | 81.435 | 4.0575 | W6x7 - 14 | 6 | Light Blue | LBL | 0 |  | 1.01-016 | -0.04% | -0.05% | 12 |  | 3 | 75.435 | 78.435
1.01 | 1.01-S4.R029 | 1.01-S4.R029.C | 1.01-S4.R029.C-LBL | 2995799.3272 | 13696212.0464 | Interior Array |  |  |  | 77.2779 | 77.2779 | 0.9865 | 81.4455 | 4.1676 | W6x7 - 14 | 6 | Light Blue | LBL | 0 |  | 1.01-016 | -0.04% | -0.05% | 12 |  | 3 | 75.4455 | 78.4455
1.01 | 1.01-S4.R029 | 1.01-S4.R029.D | 1.01-S4.R029.D-LBL | 2995799.3272 | 13696184.5678 | Interior Array |  |  |  | 77.426 | 77.426 | 0.8334 | 81.456 | 4.03 | W6x7 - 14 | 6 | Light Blue | LBL | 0 |  | 1.01-016 | -0.04% | -0.05% | 12 |  | 3 | 75.456 | 78.456
1.01 | 1.01-S4.R029 | 1.01-S4.R029.E | 1.01-S4.R029.E-LBL | 2995799.3272 | 13696157.0895 | Interior Array |  |  |  | 77.2934 | 77.2934 | 1.1854 | 81.4665 | 4.1731 | W6x7 - 14 | 6 | Light Blue | LBL | 0 |  | 1.01-016 | -0.04% | -0.05% | 12 |  | 3 | 75.4665 | 78.4665
1.01 | 1.01-S4.R029 | 1.01-S4.R029.F | 1.01-S4.R029.F-LBL | 2995799.3272 | 13696129.6112 | Interior Array |  |  |  | 77.2978 | 77.2978 | 1.0316 | 81.4771 | 4.1793 | W6x7 - 14 | 6 | Light Blue | LBL | 0 |  | 1.01-016 | -0.04% | -0.05% | 12 |  | 3 | 75.4771 | 78.4771
1.01 | 1.01-S4.R029 | 1.01-S4.R029.G | 1.01-S4.R029.G-DBL | 2995799.3272 | 13696102.8376 | Interior Motor |  |  |  | 77.3267 | 77.3267 | 0.9887 | 81.4873 | 4.1606 | W6x10.4 - 14 | 6 | Dark Blue | DBL | 0 |  | 1.01-016 | -0.04% | -0.05% | 12 |  | 3.25 | 75.4873 | 78.2373
1.01 | 1.01-S4.R029 | 1.01-S4.R029.H | 1.01-S4.R029.H-LBL | 2995799.3272 | 13696076.0641 | Interior Array |  |  |  | 77.3889 | 77.3889 | 0.9091 | 81.4975 | 4.1086 | W6x7 - 14 | 6 | Light Blue | LBL | 0 |  | 1.01-016 | -0.04% | -0.05% | 12 |  | 3 | 75.4975 | 78.4975
1.01 | 1.01-S4.R029 | 1.01-S4.R029.I | 1.01-S4.R029.I-YEL | 2995799.3272 | 13696048.5858 | Interior Array |  |  |  | 77.8189 | 77.8189 | 0.5208 | 81.5081 | 3.6892 | W6x7 - 13 | 6 | Yellow | YEL | 0 |  | 1.01-016 | -0.04% | -0.05% | 12 |  | 3 | 75.5081 | 78.5081
1.01 | 1.01-S4.R029 | 1.01-S4.R029.J | 1.01-S4.R029.J-LBL | 2995799.3272 | 13696021.1075 | Interior Array |  |  |  | 77.5079 | 77.5079 | 0.8323 | 81.5186 | 4.0107 | W6x7 - 14 | 6 | Light Blue | LBL | 0 |  | 1.01-016 | -0.04% | -0.05% | 12 |  | 3 | 75.5186 | 78.5186
1.01 | 1.01-S4.R029 | 1.01-S4.R029.K | 1.01-S4.R029.K-YEL | 2995799.3272 | 13695993.6289 | Interior Array |  |  |  | 78.0433 | 78.0433 | 0.2979 | 81.5291 | 3.4858 | W6x7 - 13 | 6 | Yellow | YEL | 0 |  | 1.01-016 | -0.04% | -0.05% | 12 |  | 3 | 75.5291 | 78.5291
1.01 | 1.01-S4.R029 | 1.01-S4.R029.L | 1.01-S4.R029.L-YEL | 2995799.3272 | 13695969.5167 | Interior Array |  |  |  | 78.0601 | 78.0601 | 0.282 | 81.5383 | 3.4782 | W6x7 - 13 | 6 | Yellow | YEL | 0 |  | 1.01-016 | -0.04% | -0.05% | 12 |  | 3 | 75.5383 | 78.5383
1.01 | 1.01-S4.R030 | 1.01-S4.R030.A | 1.01-S4.R030.A-LBL | 2995819.3271 | 13696260.2707 | Interior Array |  |  |  | 77.4104 | 77.4104 | 0.7478 | 81.4171 | 4.0067 | W6x7 - 14 | 6 | Light Blue | LBL | 0 |  | 1.01-016 | -0.04% | -0.05% | 12 |  | 3 | 75.4171 | 78.4171
1.01 | 1.01-S4.R030 | 1.01-S4.R030.B | 1.01-S4.R030.B-LBL | 2995819.3271 | 13696239.5247 | Interior Array |  |  |  | 77.3293 | 77.3293 | 0.8118 | 81.425 | 4.0957 | W6x7 - 14 | 6 | Light Blue | LBL | 0 |  | 1.01-016 | -0.04% | -0.05% | 12 |  | 3 | 75.425 | 78.425
1.01 | 1.01-S4.R030 | 1.01-S4.R030.C | 1.01-S4.R030.C-LBL | 2995819.3271 | 13696212.0464 | Interior Array |  |  |  | 77.2531 | 77.2531 | 0.9674 | 81.4355 | 4.1824 | W6x7 - 14 | 6 | Light Blue | LBL | 0 |  | 1.01-016 | -0.04% | -0.05% | 12 |  | 3 | 75.4355 | 78.4355
1.01 | 1.01-S4.R030 | 1.01-S4.R030.D | 1.01-S4.R030.D-YEL | 2995819.3271 | 13696184.5678 | Interior Array |  |  |  | 77.6083 | 77.6083 | 0.5547 | 81.446 | 3.8377 | W6x7 - 13 | 6 | Yellow | YEL | 0 |  | 1.01-016 | -0.04% | -0.05% | 12 |  | 3 | 75.446 | 78.446
1.01 | 1.01-S4.R030 | 1.01-S4.R030.E | 1.01-S4.R030.E-LBL | 2995819.3271 | 13696157.0895 | Interior Array |  |  |  | 77.0531 | 77.0531 | 0.9628 | 81.4565 | 4.4034 | W6x7 - 14 | 6 | Light Blue | LBL | 0 |  | 1.01-016 | -0.04% | -0.05% | 12 |  | 3 | 75.4565 | 78.4565
1.01 | 1.01-S4.R030 | 1.01-S4.R030.F | 1.01-S4.R030.F-LBL | 2995819.3271 | 13696129.6112 | Interior Array |  |  |  | 77.1627 | 77.1627 | 0.9733 | 81.4671 | 4.3044 | W6x7 - 14 | 6 | Light Blue | LBL | 0 |  | 1.01-016 | -0.04% | -0.05% | 12 |  | 3 | 75.4671 | 78.4671
1.01 | 1.01-S4.R030 | 1.01-S4.R030.G | 1.01-S4.R030.G-DBL | 2995819.3271 | 13696102.8376 | Interior Motor |  |  |  | 77.3545 | 77.3545 | 0.9183 | 81.4773 | 4.1228 | W6x10.4 - 14 | 6 | Dark Blue | DBL | 0 |  | 1.01-016 | -0.04% | -0.05% | 12 |  | 3.25 | 75.4773 | 78.2273
1.01 | 1.01-S4.R030 | 1.01-S4.R030.H | 1.01-S4.R030.H-LBL | 2995819.3271 | 13696076.0641 | Interior Array |  |  |  | 77.6203 | 77.6203 | 0.6818 | 81.4875 | 3.8672 | W6x7 - 14 | 6 | Light Blue | LBL | 0 |  | 1.01-016 | -0.04% | -0.05% | 12 |  | 3 | 75.4875 | 78.4875
1.01 | 1.01-S4.R030 | 1.01-S4.R030.I | 1.01-S4.R030.I-YEL | 2995819.3271 | 13696048.5858 | Interior Array |  |  |  | 77.7804 | 77.7804 | 0.5244 | 81.4981 | 3.7177 | W6x7 - 13 | 6 | Yellow | YEL | 0 |  | 1.01-016 | -0.04% | -0.05% | 12 |  | 3 | 75.4981 | 78.4981
1.01 | 1.01-S4.R030 | 1.01-S4.R030.J | 1.01-S4.R030.J-LBL | 2995819.3271 | 13696021.1075 | Interior Array |  |  |  | 77.464 | 77.464 | 0.8426 | 81.5086 | 4.0446 | W6x7 - 14 | 6 | Light Blue | LBL | 0 |  | 1.01-016 | -0.04% | -0.05% | 12 |  | 3 | 75.5086 | 78.5086
1.01 | 1.01-S4.R030 | 1.01-S4.R030.K | 1.01-S4.R030.K-YEL | 2995819.3271 | 13695993.6289 | Interior Array |  |  |  | 78.2226 | 78.2226 | 0.0885 | 81.5191 | 3.2965 | W6x7 - 13 | 6 | Yellow | YEL | 0 |  | 1.01-016 | -0.04% | -0.05% | 12 |  | 3 | 75.5191 | 78.5191
1.01 | 1.01-S4.R030 | 1.01-S4.R030.L | 1.01-S4.R030.L-YEL | 2995819.3271 | 13695969.5167 | Interior Array |  |  |  | 78.0336 | 78.0336 | 0.2793 | 81.5283 | 3.4947 | W6x7 - 13 | 6 | Yellow | YEL | 0 |  | 1.01-016 | -0.04% | -0.05% | 12 |  | 3 | 75.5283 | 78.5283
1.01 | 1.01-S4.R031 | 1.01-S4.R031.A | 1.01-S4.R031.A-LBL | 2995839.3271 | 13696260.2707 | Interior Array |  |  |  | 77.3833 | 77.3833 | 0.9533 | 81.7104 | 4.3271 | W6x7 - 14 | 6 | Light Blue | LBL | 0 |  | 1.01-017 | 0.08% | -1.1% | 3 |  | 3 | 75.7104 | 78.7104
1.01 | 1.01-S4.R031 | 1.01-S4.R031.B | 1.01-S4.R031.B-LBL | 2995839.3271 | 13696239.5247 | Interior Array |  |  |  | 77.3694 | 77.3694 | 0.9076 | 81.6937 | 4.3243 | W6x7 - 14 | 6 | Light Blue | LBL | 0 |  | 1.01-017 | 0.08% | -1.1% | 3 |  | 3 | 75.6937 | 78.6937
1.01 | 1.01-S4.R031 | 1.01-S4.R031.C | 1.01-S4.R031.C-YEL | 2995839.3271 | 13696212.0464 | Interior Array |  |  |  | 77.8169 | 77.8169 | 0.4082 | 81.6716 | 3.8547 | W6x7 - 13 | 6 | Yellow | YEL | 0 |  | 1.01-017 | 0.08% | -1.1% | 3 |  | 3 | 75.6716 | 78.6716
1.01 | 1.01-S4.R031 | 1.01-S4.R031.D | 1.01-S4.R031.D-YEL | 2995839.3271 | 13696184.5678 | Interior Array |  |  |  | 78.3539 | 78.3539 | -0.1013 | 81.6494 | 3.2955 | W6x7 - 13 | 6 | Yellow | YEL | 0 |  | 1.01-017 | 0.08% | -1.1% | 3 |  | 3 | 75.6494 | 78.6494
1.01 | 1.01-S4.R031 | 1.01-S4.R031.E | 1.01-S4.R031.E-LBL | 2995839.3271 | 13696157.0895 | Interior Array |  |  |  | 77.5955 | 77.5955 | 0.6939 | 81.6272 | 4.0317 | W6x7 - 14 | 6 | Light Blue | LBL | 0 |  | 1.01-017 | 0.08% | -1.1% | 3 |  | 3 | 75.6272 | 78.6272
1.01 | 1.01-S4.R031 | 1.01-S4.R031.F | 1.01-S4.R031.F-LBL | 2995839.3271 | 13696129.6112 | Interior Array |  |  |  | 77.2861 | 77.2861 | 0.9904 | 81.6051 | 4.319 | W6x7 - 14 | 6 | Light Blue | LBL | 0 |  | 1.01-017 | 0.08% | -1.1% | 3 |  | 3 | 75.6051 | 78.6051
1.01 | 1.01-S4.R031 | 1.01-S4.R031.G | 1.01-S4.R031.G-DBL | 2995839.3271 | 13696102.8376 | Interior Motor |  |  |  | 77.4973 | 77.4973 | 0.7717 | 81.5835 | 4.0862 | W6x10.4 - 14 | 6 | Dark Blue | DBL | 0 |  | 1.01-017 | 0.08% | -1.1% | 3 |  | 3.25 | 75.5835 | 78.3335
1.01 | 1.01-S4.R031 | 1.01-S4.R031.H | 1.01-S4.R031.H-LBL | 2995839.3271 | 13696076.0641 | Interior Array |  |  |  | 77.6633 | 77.6633 | 0.5906 | 81.5619 | 3.8986 | W6x7 - 14 | 6 | Light Blue | LBL | 0 |  | 1.01-017 | 0.08% | -1.1% | 3 |  | 3 | 75.5619 | 78.5619
1.01 | 1.01-S4.R031 | 1.01-S4.R031.I | 1.01-S4.R031.I-LBL | 2995839.3271 | 13696048.5858 | Interior Array |  |  |  | 77.6652 | 77.6652 | 0.5805 | 81.5397 | 3.8745 | W6x7 - 14 | 6 | Light Blue | LBL | 0 |  | 1.01-017 | 0.08% | -1.1% | 3 |  | 3 | 75.5397 | 78.5397
1.01 | 1.01-S4.R031 | 1.01-S4.R031.J | 1.01-S4.R031.J-LBL | 2995839.3271 | 13696021.1075 | Interior Array |  |  |  | 77.3202 | 77.3202 | 0.9526 | 81.5176 | 4.1974 | W6x7 - 14 | 6 | Light Blue | LBL | 0 |  | 1.01-017 | 0.08% | -1.1% | 3 |  | 3 | 75.5176 | 78.5176
1.01 | 1.01-S4.R031 | 1.01-S4.R031.K | 1.01-S4.R031.K-YEL | 2995839.3271 | 13695993.6289 | Interior Array |  |  |  | 77.6623 | 77.6623 | 0.6152 | 81.4954 | 3.8331 | W6x7 - 13 | 6 | Yellow | YEL | 0 |  | 1.01-017 | 0.08% | -1.1% | 3 |  | 3 | 75.4954 | 78.4954
1.01 | 1.01-S4.R031 | 1.01-S4.R031.L | 1.01-S4.R031.L-YEL | 2995839.3271 | 13695969.5167 | Interior Array |  |  |  | 77.8467 | 77.8467 | 0.437 | 81.476 | 3.6293 | W6x7 - 13 | 6 | Yellow | YEL | 0 |  | 1.01-017 | 0.08% | -1.1% | 3 |  | 3 | 75.476 | 78.476
1.01 | 1.01-S4.R032 | 1.01-S4.R032.A | 1.01-S4.R032.A-LBL | 2995859.3274 | 13696260.2707 | Interior Array |  |  |  | 77.3058 | 77.3058 | 0.9431 | 81.4904 | 4.1846 | W6x7 - 14 | 6 | Light Blue | LBL | 0 |  | 1.01-017 | 0.08% | -1.1% | 3 |  | 3 | 75.4904 | 78.4904
1.01 | 1.01-S4.R032 | 1.01-S4.R032.B | 1.01-S4.R032.B-LBL | 2995859.3274 | 13696239.5247 | Interior Array |  |  |  | 77.4181 | 77.4181 | 0.8356 | 81.4737 | 4.0556 | W6x7 - 14 | 6 | Light Blue | LBL | 0 |  | 1.01-017 | 0.08% | -1.1% | 3 |  | 3 | 75.4737 | 78.4737
1.01 | 1.01-S4.R032 | 1.01-S4.R032.C | 1.01-S4.R032.C-YEL | 2995859.3274 | 13696212.0464 | Interior Array |  |  |  | 77.9304 | 77.9304 | 0.383 | 81.4516 | 3.5212 | W6x7 - 13 | 6 | Yellow | YEL | 0 |  | 1.01-017 | 0.08% | -1.1% | 3 |  | 3 | 75.4516 | 78.4516
1.01 | 1.01-S4.R032 | 1.01-S4.R032.D | 1.01-S4.R032.D-YEL | 2995859.3274 | 13696184.5678 | Interior Array |  |  |  | 77.7258 | 77.7258 | 0.3115 | 81.4294 | 3.7036 | W6x7 - 13 | 6 | Yellow | YEL | 0 |  | 1.01-017 | 0.08% | -1.1% | 3 |  | 3 | 75.4294 | 78.4294
1.01 | 1.01-S4.R032 | 1.01-S4.R032.E | 1.01-S4.R032.E-LBL | 2995859.3274 | 13696157.0895 | Interior Array |  |  |  | 76.8767 | 76.8767 | 1.2887 | 81.4072 | 4.5305 | W6x7 - 14 | 6 | Light Blue | LBL | 0 |  | 1.01-017 | 0.08% | -1.1% | 3 |  | 3 | 75.4072 | 78.4072
1.01 | 1.01-S4.R032 | 1.01-S4.R032.F | 1.01-S4.R032.F-LBL | 2995859.3274 | 13696129.6112 | Interior Array |  |  |  | 77.207 | 77.207 | 0.9734 | 81.3851 | 4.1781 | W6x7 - 14 | 6 | Light Blue | LBL | 0 |  | 1.01-017 | 0.08% | -1.1% | 3 |  | 3 | 75.3851 | 78.3851
1.01 | 1.01-S4.R032 | 1.01-S4.R032.G | 1.01-S4.R032.G-DBL | 2995859.3274 | 13696102.8376 | Interior Motor |  |  |  | 77.477 | 77.477 | 0.7687 | 81.3635 | 3.8865 | W6x10.4 - 14 | 6 | Dark Blue | DBL | 0 |  | 1.01-017 | 0.08% | -1.1% | 3 |  | 3.25 | 75.3635 | 78.1135
1.01 | 1.01-S4.R032 | 1.01-S4.R032.H | 1.01-S4.R032.H-LBL | 2995859.3274 | 13696076.0641 | Interior Array |  |  |  | 77.4724 | 77.4724 | 0.6828 | 81.3419 | 3.8695 | W6x7 - 14 | 6 | Light Blue | LBL | 0 |  | 1.01-017 | 0.08% | -1.1% | 3 |  | 3 | 75.3419 | 78.3419
1.01 | 1.01-S4.R032 | 1.01-S4.R032.I | 1.01-S4.R032.I-LBL | 2995859.3274 | 13696048.5858 | Interior Array |  |  |  | 77.5063 | 77.5063 | 0.7152 | 81.3197 | 3.8134 | W6x7 - 14 | 6 | Light Blue | LBL | 0 |  | 1.01-017 | 0.08% | -1.1% | 3 |  | 3 | 75.3197 | 78.3197
1.01 | 1.01-S4.R032 | 1.01-S4.R032.J | 1.01-S4.R032.J-LBL | 2995859.3274 | 13696021.1075 | Interior Array |  |  |  | 77.3389 | 77.3389 | 0.8098 | 81.2976 | 3.9587 | W6x7 - 14 | 6 | Light Blue | LBL | 0 |  | 1.01-017 | 0.08% | -1.1% | 3 |  | 3 | 75.2976 | 78.2976
1.01 | 1.01-S4.R032 | 1.01-S4.R032.K | 1.01-S4.R032.K-YEL | 2995859.3274 | 13695993.6289 | Interior Array |  |  |  | 77.4348 | 77.4348 | 0.6537 | 81.2754 | 3.8406 | W6x7 - 13 | 6 | Yellow | YEL | 0 |  | 1.01-017 | 0.08% | -1.1% | 3 |  | 3 | 75.2754 | 78.2754
1.01 | 1.01-S4.R032 | 1.01-S4.R032.L | 1.01-S4.R032.L-YEL | 2995859.3274 | 13695969.5167 | Interior Array |  |  |  | 77.5494 | 77.5494 | 0.5987 | 81.256 | 3.7066 | W6x7 - 13 | 6 | Yellow | YEL | 0 |  | 1.01-017 | 0.08% | -1.1% | 3 |  | 3 | 75.256 | 78.256
1.01 | 1.01-S4.R033 | 1.01-S4.R033.A | 1.01-S4.R033.A-LBL | 2995879.3273 | 13696260.2707 | Interior Array |  |  |  | 77.3083 | 77.3083 | 0.9342 | 81.2704 | 3.9621 | W6x7 - 14 | 6 | Light Blue | LBL | 0 |  | 1.01-017 | 0.08% | -1.1% | 3 |  | 3 | 75.2704 | 78.2704
1.01 | 1.01-S4.R033 | 1.01-S4.R033.B | 1.01-S4.R033.B-LBL | 2995879.3273 | 13696239.5247 | Interior Array |  |  |  | 77.4442 | 77.4442 | 0.8528 | 81.2537 | 3.8095 | W6x7 - 14 | 6 | Light Blue | LBL | 0 |  | 1.01-017 | 0.08% | -1.1% | 3 |  | 3 | 75.2537 | 78.2537
1.01 | 1.01-S4.R033 | 1.01-S4.R033.C | 1.01-S4.R033.C-YEL | 2995879.3273 | 13696212.0464 | Interior Array |  |  |  | 77.5916 | 77.5916 | 0.591 | 81.2316 | 3.64 | W6x7 - 13 | 6 | Yellow | YEL | 0 |  | 1.01-017 | 0.08% | -1.1% | 3 |  | 3 | 75.2316 | 78.2316
1.01 | 1.01-S4.R033 | 1.01-S4.R033.D | 1.01-S4.R033.D-YEL | 2995879.3273 | 13696184.5678 | Interior Array |  |  |  | 77.3034 | 77.3034 | 0.5391 | 81.2094 | 3.906 | W6x7 - 13 | 6 | Yellow | YEL | 0 |  | 1.01-017 | 0.08% | -1.1% | 3 |  | 3 | 75.2094 | 78.2094
1.01 | 1.01-S4.R033 | 1.01-S4.R033.E | 1.01-S4.R033.E-LBL | 2995879.3273 | 13696157.0895 | Interior Array |  |  |  | 77.1577 | 77.1577 | 1.1513 | 81.1872 | 4.0295 | W6x7 - 14 | 6 | Light Blue | LBL | 0 |  | 1.01-017 | 0.08% | -1.1% | 3 |  | 3 | 75.1872 | 78.1872
1.01 | 1.01-S4.R033 | 1.01-S4.R033.F | 1.01-S4.R033.F-LBL | 2995879.3273 | 13696129.6112 | Interior Array |  |  |  | 77.2969 | 77.2969 | 0.77 | 81.1651 | 3.8682 | W6x7 - 14 | 6 | Light Blue | LBL | 0 |  | 1.01-017 | 0.08% | -1.1% | 3 |  | 3 | 75.1651 | 78.1651
1.01 | 1.01-S4.R033 | 1.01-S4.R033.G | 1.01-S4.R033.G-DBL | 2995879.3273 | 13696102.8376 | Interior Motor |  |  |  | 77.2421 | 77.2421 | 0.8183 | 81.1435 | 3.9014 | W6x10.4 - 14 | 6 | Dark Blue | DBL | 0 |  | 1.01-017 | 0.08% | -1.1% | 3 |  | 3.25 | 75.1435 | 77.8935
1.01 | 1.01-S4.R033 | 1.01-S4.R033.H | 1.01-S4.R033.H-YEL | 2995879.3273 | 13696076.0641 | Interior Array |  |  |  | 77.3239 | 77.3239 | 0.7182 | 81.1219 | 3.798 | W6x7 - 13 | 6 | Yellow | YEL | 0 |  | 1.01-017 | 0.08% | -1.1% | 3 |  | 3 | 75.1219 | 78.1219
1.01 | 1.01-S4.R033 | 1.01-S4.R033.I | 1.01-S4.R033.I-YEL | 2995879.3273 | 13696048.5858 | Interior Array |  |  |  | 77.263 | 77.263 | 0.8024 | 81.0997 | 3.8367 | W6x7 - 13 | 6 | Yellow | YEL | 0 |  | 1.01-017 | 0.08% | -1.1% | 3 |  | 3 | 75.0997 | 78.0997
1.01 | 1.01-S4.R033 | 1.01-S4.R033.J | 1.01-S4.R033.J-YEL | 2995879.3273 | 13696021.1075 | Interior Array |  |  |  | 77.3792 | 77.3792 | 0.8388 | 81.0776 | 3.6984 | W6x7 - 13 | 6 | Yellow | YEL | 0 |  | 1.01-017 | 0.08% | -1.1% | 3 |  | 3 | 75.0776 | 78.0776
1.01 | 1.01-S4.R033 | 1.01-S4.R033.K | 1.01-S4.R033.K-YEL | 2995879.3273 | 13695993.6289 | Interior Array |  |  |  | 77.699 | 77.699 | 0.5106 | 81.0554 | 3.3564 | W6x7 - 13 | 6 | Yellow | YEL | 0 |  | 1.01-017 | 0.08% | -1.1% | 3 |  | 3 | 75.0554 | 78.0554
1.01 | 1.01-S4.R033 | 1.01-S4.R033.L | 1.01-S4.R033.L-YEL | 2995879.3273 | 13695969.5167 | Interior Array |  |  |  | 77.5073 | 77.5073 | 0.6418 | 81.036 | 3.5287 | W6x7 - 13 | 6 | Yellow | YEL | 0 |  | 1.01-017 | 0.08% | -1.1% | 3 |  | 3 | 75.036 | 78.036
1.01 | 1.01-S4.R034 | 1.01-S4.R034.A | 1.01-S4.R034.A-LBL | 2995899.3273 | 13696260.2707 | Interior Array |  |  |  | 77.0969 | 77.0969 | 0.8309 | 81.2512 | 4.1543 | W6x7 - 14 | 6 | Light Blue | LBL | 0 |  | 1.01-018 | 0.05% | 0% | 7 |  | 3 | 75.2512 | 78.2512
1.01 | 1.01-S4.R034 | 1.01-S4.R034.B | 1.01-S4.R034.B-LBL | 2995899.3273 | 13696239.5247 | Interior Array |  |  |  | 77.153 | 77.153 | 0.8168 | 81.24 | 4.087 | W6x7 - 14 | 6 | Light Blue | LBL | 0 |  | 1.01-018 | 0.05% | 0% | 7 |  | 3 | 75.24 | 78.24
1.01 | 1.01-S4.R034 | 1.01-S4.R034.C | 1.01-S4.R034.C-LBL | 2995899.3273 | 13696212.0464 | Interior Array |  |  |  | 77.2982 | 77.2982 | 0.8166 | 81.2251 | 3.9269 | W6x7 - 14 | 6 | Light Blue | LBL | 0 |  | 1.01-018 | 0.05% | 0% | 7 |  | 3 | 75.2251 | 78.2251
1.01 | 1.01-S4.R034 | 1.01-S4.R034.D | 1.01-S4.R034.D-LBL | 2995899.3273 | 13696184.5678 | Interior Array |  |  |  | 77.1105 | 77.1105 | 0.8238 | 81.2102 | 4.0997 | W6x7 - 14 | 6 | Light Blue | LBL | 0 |  | 1.01-018 | 0.05% | 0% | 7 |  | 3 | 75.2102 | 78.2102
1.01 | 1.01-S4.R034 | 1.01-S4.R034.E | 1.01-S4.R034.E-LBL | 2995899.3273 | 13696157.0895 | Interior Array |  |  |  | 77.3922 | 77.3922 | 1.2243 | 81.1953 | 3.8031 | W6x7 - 14 | 6 | Light Blue | LBL | 0 |  | 1.01-018 | 0.05% | 0% | 7 |  | 3 | 75.1953 | 78.1953
1.01 | 1.01-S4.R034 | 1.01-S4.R034.F | 1.01-S4.R034.F-YEL | 2995899.3273 | 13696129.6112 | Interior Array |  |  |  | 77.4612 | 77.4612 | 0.6322 | 81.1804 | 3.7192 | W6x7 - 13 | 6 | Yellow | YEL | 0 |  | 1.01-018 | 0.05% | 0% | 7 |  | 3 | 75.1804 | 78.1804
1.01 | 1.01-S4.R034 | 1.01-S4.R034.G | 1.01-S4.R034.G-DBL | 2995899.3273 | 13696102.8376 | Interior Motor |  |  |  | 77.2908 | 77.2908 | 0.806 | 81.1659 | 3.8751 | W6x10.4 - 14 | 6 | Dark Blue | DBL | 0 |  | 1.01-018 | 0.05% | 0% | 7 |  | 3.25 | 75.1659 | 77.9159
1.01 | 1.01-S4.R034 | 1.01-S4.R034.H | 1.01-S4.R034.H-LBL | 2995899.3273 | 13696076.0641 | Interior Array |  |  |  | 77.2993 | 77.2993 | 0.7409 | 81.1514 | 3.8521 | W6x7 - 14 | 6 | Light Blue | LBL | 0 |  | 1.01-018 | 0.05% | 0% | 7 |  | 3 | 75.1514 | 78.1514
1.01 | 1.01-S4.R034 | 1.01-S4.R034.I | 1.01-S4.R034.I-LBL | 2995899.3273 | 13696048.5858 | Interior Array |  |  |  | 77.3746 | 77.3746 | 0.7399 | 81.1365 | 3.7619 | W6x7 - 14 | 6 | Light Blue | LBL | 0 |  | 1.01-018 | 0.05% | 0% | 7 |  | 3 | 75.1365 | 78.1365
1.01 | 1.01-S4.R034 | 1.01-S4.R034.J | 1.01-S4.R034.J-LBL | 2995899.3273 | 13696021.1075 | Interior Array |  |  |  | 77.3155 | 77.3155 | 0.822 | 81.1216 | 3.8061 | W6x7 - 14 | 6 | Light Blue | LBL | 0 |  | 1.01-018 | 0.05% | 0% | 7 |  | 3 | 75.1216 | 78.1216
1.01 | 1.01-S4.R034 | 1.01-S4.R034.K | 1.01-S4.R034.K-YEL | 2995899.3273 | 13695993.6289 | Interior Array |  |  |  | 77.7767 | 77.7767 | 0.3968 | 81.1068 | 3.3301 | W6x7 - 13 | 6 | Yellow | YEL | 0 |  | 1.01-018 | 0.05% | 0% | 7 |  | 3 | 75.1068 | 78.1068
1.01 | 1.01-S4.R034 | 1.01-S4.R034.L | 1.01-S4.R034.L-YEL | 2995899.3273 | 13695969.5167 | Interior Array |  |  |  | 77.4966 | 77.4966 | 0.6976 | 81.0937 | 3.5971 | W6x7 - 13 | 6 | Yellow | YEL | 0 |  | 1.01-018 | 0.05% | 0% | 7 |  | 3 | 75.0937 | 78.0937
1.01 | 1.01-S4.R035 | 1.01-S4.R035.A | 1.01-S4.R035.A-LBL | 2995919.3272 | 13696260.2707 | Interior Array |  |  |  | 77.151 | 77.151 | 0.8284 | 81.2512 | 4.1002 | W6x7 - 14 | 6 | Light Blue | LBL | 0 |  | 1.01-018 | 0.05% | 0% | 7 |  | 3 | 75.2512 | 78.2512
1.01 | 1.01-S4.R035 | 1.01-S4.R035.B | 1.01-S4.R035.B-LBL | 2995919.3272 | 13696239.5247 | Interior Array |  |  |  | 77.1249 | 77.1249 | 0.8979 | 81.24 | 4.1151 | W6x7 - 14 | 6 | Light Blue | LBL | 0 |  | 1.01-018 | 0.05% | 0% | 7 |  | 3 | 75.24 | 78.24
1.01 | 1.01-S4.R035 | 1.01-S4.R035.C | 1.01-S4.R035.C-LBL | 2995919.3272 | 13696212.0464 | Interior Array |  |  |  | 77.2733 | 77.2733 | 0.7461 | 81.2251 | 3.9518 | W6x7 - 14 | 6 | Light Blue | LBL | 0 |  | 1.01-018 | 0.05% | 0% | 7 |  | 3 | 75.2251 | 78.2251
1.01 | 1.01-S4.R035 | 1.01-S4.R035.D | 1.01-S4.R035.D-LBL | 2995919.3272 | 13696184.5678 | Interior Array |  |  |  | 77.1594 | 77.1594 | 0.9092 | 81.2102 | 4.0508 | W6x7 - 14 | 6 | Light Blue | LBL | 0 |  | 1.01-018 | 0.05% | 0% | 7 |  | 3 | 75.2102 | 78.2102
1.01 | 1.01-S4.R035 | 1.01-S4.R035.E | 1.01-S4.R035.E-LBL | 2995919.3272 | 13696157.0895 | Interior Array |  |  |  | 77.3323 | 77.3323 | 0.7042 | 81.1953 | 3.863 | W6x7 - 14 | 6 | Light Blue | LBL | 0 |  | 1.01-018 | 0.05% | 0% | 7 |  | 3 | 75.1953 | 78.1953
1.01 | 1.01-S4.R035 | 1.01-S4.R035.F | 1.01-S4.R035.F-LBL | 2995919.3272 | 13696129.6112 | Interior Array |  |  |  | 77.1484 | 77.1484 | 0.783 | 81.1804 | 4.032 | W6x7 - 14 | 6 | Light Blue | LBL | 0 |  | 1.01-018 | 0.05% | 0% | 7 |  | 3 | 75.1804 | 78.1804
1.01 | 1.01-S4.R035 | 1.01-S4.R035.G | 1.01-S4.R035.G-DBL | 2995919.3272 | 13696102.8376 | Interior Motor |  |  |  | 77.1452 | 77.1452 | 0.8174 | 81.1659 | 4.0207 | W6x10.4 - 14 | 6 | Dark Blue | DBL | 0 |  | 1.01-018 | 0.05% | 0% | 7 |  | 3.25 | 75.1659 | 77.9159
1.01 | 1.01-S4.R035 | 1.01-S4.R035.H | 1.01-S4.R035.H-LBL | 2995919.3272 | 13696076.0641 | Interior Array |  |  |  | 77.1436 | 77.1436 | 0.7647 | 81.1514 | 4.0078 | W6x7 - 14 | 6 | Light Blue | LBL | 0 |  | 1.01-018 | 0.05% | 0% | 7 |  | 3 | 75.1514 | 78.1514
1.01 | 1.01-S4.R035 | 1.01-S4.R035.I | 1.01-S4.R035.I-LBL | 2995919.3272 | 13696048.5858 | Interior Array |  |  |  | 77.1897 | 77.1897 | 0.8577 | 81.1365 | 3.9468 | W6x7 - 14 | 6 | Light Blue | LBL | 0 |  | 1.01-018 | 0.05% | 0% | 7 |  | 3 | 75.1365 | 78.1365
1.01 | 1.01-S4.R035 | 1.01-S4.R035.J | 1.01-S4.R035.J-LBL | 2995919.3272 | 13696021.1075 | Interior Array |  |  |  | 77.1661 | 77.1661 | 0.9116 | 81.1216 | 3.9555 | W6x7 - 14 | 6 | Light Blue | LBL | 0 |  | 1.01-018 | 0.05% | 0% | 7 |  | 3 | 75.1216 | 78.1216
1.01 | 1.01-S4.R035 | 1.01-S4.R035.K | 1.01-S4.R035.K-YEL | 2995919.3272 | 13695993.6289 | Interior Array |  |  |  | 77.4769 | 77.4769 | 0.6252 | 81.1068 | 3.6299 | W6x7 - 13 | 6 | Yellow | YEL | 0 |  | 1.01-018 | 0.05% | 0% | 7 |  | 3 | 75.1068 | 78.1068
1.01 | 1.01-S4.R035 | 1.01-S4.R035.L | 1.01-S4.R035.L-YEL | 2995919.3272 | 13695969.5167 | Interior Array |  |  |  | 77.5536 | 77.5536 | 0.6022 | 81.0937 | 3.5401 | W6x7 - 13 | 6 | Yellow | YEL | 0 |  | 1.01-018 | 0.05% | 0% | 7 |  | 3 | 75.0937 | 78.0937
1.01 | 1.01-S4.R036 | 1.01-S4.R036.A | 1.01-S4.R036.A-LBL | 2995939.3272 | 13696260.2707 | Interior Array |  |  |  | 77.036 | 77.036 | 0.779 | 81.2512 | 4.2152 | W6x7 - 14 | 6 | Light Blue | LBL | 0 |  | 1.01-018 | 0.05% | 0% | 7 |  | 3 | 75.2512 | 78.2512
1.01 | 1.01-S4.R036 | 1.01-S4.R036.B | 1.01-S4.R036.B-LBL | 2995939.3272 | 13696239.5247 | Interior Array |  |  |  | 76.8988 | 76.8988 | 0.8855 | 81.24 | 4.3412 | W6x7 - 14 | 6 | Light Blue | LBL | 0 |  | 1.01-018 | 0.05% | 0% | 7 |  | 3 | 75.24 | 78.24
1.01 | 1.01-S4.R036 | 1.01-S4.R036.C | 1.01-S4.R036.C-LBL | 2995939.3272 | 13696212.0464 | Interior Array |  |  |  | 76.913 | 76.913 | 0.8475 | 81.2251 | 4.3121 | W6x7 - 14 | 6 | Light Blue | LBL | 0 |  | 1.01-018 | 0.05% | 0% | 7 |  | 3 | 75.2251 | 78.2251
1.01 | 1.01-S4.R036 | 1.01-S4.R036.D | 1.01-S4.R036.D-LBL | 2995939.3272 | 13696184.5678 | Interior Array |  |  |  | 76.8132 | 76.8132 | 1.0448 | 81.2102 | 4.397 | W6x7 - 14 | 6 | Light Blue | LBL | 0 |  | 1.01-018 | 0.05% | 0% | 7 |  | 3 | 75.2102 | 78.2102
1.01 | 1.01-S4.R036 | 1.01-S4.R036.E | 1.01-S4.R036.E-LBL | 2995939.3272 | 13696157.0895 | Interior Array |  |  |  | 77.0862 | 77.0862 | 1.1195 | 81.1953 | 4.1091 | W6x7 - 14 | 6 | Light Blue | LBL | 0 |  | 1.01-018 | 0.05% | 0% | 7 |  | 3 | 75.1953 | 78.1953
1.01 | 1.01-S4.R036 | 1.01-S4.R036.F | 1.01-S4.R036.F-LBL | 2995939.3272 | 13696129.6112 | Interior Array |  |  |  | 76.9373 | 76.9373 | 1.0729 | 81.1804 | 4.2431 | W6x7 - 14 | 6 | Light Blue | LBL | 0 |  | 1.01-018 | 0.05% | 0% | 7 |  | 3 | 75.1804 | 78.1804
1.01 | 1.01-S4.R036 | 1.01-S4.R036.G | 1.01-S4.R036.G-DBL | 2995939.3272 | 13696102.8376 | Interior Motor |  |  |  | 76.9215 | 76.9215 | 0.9611 | 81.1659 | 4.2444 | W6x10.4 - 14 | 6 | Dark Blue | DBL | 0 |  | 1.01-018 | 0.05% | 0% | 7 |  | 3.25 | 75.1659 | 77.9159
1.01 | 1.01-S4.R036 | 1.01-S4.R036.H | 1.01-S4.R036.H-LBL | 2995939.3272 | 13696076.0641 | Interior Array |  |  |  | 76.9011 | 76.9011 | 0.8785 | 81.1514 | 4.2503 | W6x7 - 14 | 6 | Light Blue | LBL | 0 |  | 1.01-018 | 0.05% | 0% | 7 |  | 3 | 75.1514 | 78.1514
1.01 | 1.01-S4.R036 | 1.01-S4.R036.I | 1.01-S4.R036.I-LBL | 2995939.3272 | 13696048.5858 | Interior Array |  |  |  | 76.956 | 76.956 | 0.9721 | 81.1365 | 4.1805 | W6x7 - 14 | 6 | Light Blue | LBL | 0 |  | 1.01-018 | 0.05% | 0% | 7 |  | 3 | 75.1365 | 78.1365
1.01 | 1.01-S4.R036 | 1.01-S4.R036.J | 1.01-S4.R036.J-LBL | 2995939.3272 | 13696021.1075 | Interior Array |  |  |  | 76.9444 | 76.9444 | 1.0633 | 81.1216 | 4.1772 | W6x7 - 14 | 6 | Light Blue | LBL | 0 |  | 1.01-018 | 0.05% | 0% | 7 |  | 3 | 75.1216 | 78.1216
1.01 | 1.01-S4.R036 | 1.01-S4.R036.K | 1.01-S4.R036.K-YEL | 2995939.3272 | 13695993.6289 | Interior Array |  |  |  | 77.2582 | 77.2582 | 0.8006 | 81.1068 | 3.8486 | W6x7 - 13 | 6 | Yellow | YEL | 0 |  | 1.01-018 | 0.05% | 0% | 7 |  | 3 | 75.1068 | 78.1068
1.01 | 1.01-S4.R036 | 1.01-S4.R036.L | 1.01-S4.R036.L-YEL | 2995939.3272 | 13695969.5167 | Interior Array |  |  |  | 77.8431 | 77.8431 | 0.2743 | 81.0937 | 3.2506 | W6x7 - 13 | 6 | Yellow | YEL | 0 |  | 1.01-018 | 0.05% | 0% | 7 |  | 3 | 75.0937 | 78.0937
1.01 | 1.01-S4.R037 | 1.01-S4.R037.A | 1.01-S4.R037.A-LBL | 2995959.3272 | 13696260.2707 | Interior Array |  |  |  | 76.9934 | 76.9934 | 0.8198 | 81.2512 | 4.2578 | W6x7 - 14 | 6 | Light Blue | LBL | 0 |  | 1.01-018 | 0.05% | 0% | 7 |  | 3 | 75.2512 | 78.2512
1.01 | 1.01-S4.R037 | 1.01-S4.R037.B | 1.01-S4.R037.B-LBL | 2995959.3272 | 13696239.5247 | Interior Array |  |  |  | 76.907 | 76.907 | 0.8415 | 81.24 | 4.333 | W6x7 - 14 | 6 | Light Blue | LBL | 0 |  | 1.01-018 | 0.05% | 0% | 7 |  | 3 | 75.24 | 78.24
1.01 | 1.01-S4.R037 | 1.01-S4.R037.C | 1.01-S4.R037.C-LBL | 2995959.3272 | 13696212.0464 | Interior Array |  |  |  | 76.9183 | 76.9183 | 0.9444 | 81.2251 | 4.3068 | W6x7 - 14 | 6 | Light Blue | LBL | 0 |  | 1.01-018 | 0.05% | 0% | 7 |  | 3 | 75.2251 | 78.2251
1.01 | 1.01-S4.R037 | 1.01-S4.R037.D | 1.01-S4.R037.D-LBL | 2995959.3272 | 13696184.5678 | Interior Array |  |  |  | 77.0269 | 77.0269 | 1.0374 | 81.2102 | 4.1833 | W6x7 - 14 | 6 | Light Blue | LBL | 0 |  | 1.01-018 | 0.05% | 0% | 7 |  | 3 | 75.2102 | 78.2102
1.01 | 1.01-S4.R037 | 1.01-S4.R037.E | 1.01-S4.R037.E-LBL | 2995959.3272 | 13696157.0895 | Interior Array |  |  |  | 77.1292 | 77.1292 | 1.1106 | 81.1953 | 4.0661 | W6x7 - 14 | 6 | Light Blue | LBL | 0 |  | 1.01-018 | 0.05% | 0% | 7 |  | 3 | 75.1953 | 78.1953
1.01 | 1.01-S4.R037 | 1.01-S4.R037.F | 1.01-S4.R037.F-LBL | 2995959.3272 | 13696129.6112 | Interior Array |  |  |  | 76.8856 | 76.8856 | 1.088 | 81.1804 | 4.2948 | W6x7 - 14 | 6 | Light Blue | LBL | 0 |  | 1.01-018 | 0.05% | 0% | 7 |  | 3 | 75.1804 | 78.1804
1.01 | 1.01-S4.R037 | 1.01-S4.R037.G | 1.01-S4.R037.G-DBL | 2995959.3272 | 13696102.8376 | Interior Motor |  |  |  | 77.0507 | 77.0507 | 0.822 | 81.1659 | 4.1152 | W6x10.4 - 14 | 6 | Dark Blue | DBL | 0 |  | 1.01-018 | 0.05% | 0% | 7 |  | 3.25 | 75.1659 | 77.9159
1.01 | 1.01-S4.R037 | 1.01-S4.R037.H | 1.01-S4.R037.H-LBL | 2995959.3272 | 13696076.0641 | Interior Array |  |  |  | 76.8554 | 76.8554 | 0.9988 | 81.1514 | 4.296 | W6x7 - 14 | 6 | Light Blue | LBL | 0 |  | 1.01-018 | 0.05% | 0% | 7 |  | 3 | 75.1514 | 78.1514
1.01 | 1.01-S4.R037 | 1.01-S4.R037.I | 1.01-S4.R037.I-LBL | 2995959.3272 | 13696048.5858 | Interior Array |  |  |  | 76.7715 | 76.7715 | 1.0492 | 81.1365 | 4.365 | W6x7 - 14 | 6 | Light Blue | LBL | 0 |  | 1.01-018 | 0.05% | 0% | 7 |  | 3 | 75.1365 | 78.1365
1.01 | 1.01-S4.R037 | 1.01-S4.R037.J | 1.01-S4.R037.J-LBL | 2995959.3272 | 13696021.1075 | Interior Array |  |  |  | 76.7699 | 76.7699 | 1.0645 | 81.1216 | 4.3517 | W6x7 - 14 | 6 | Light Blue | LBL | 0 |  | 1.01-018 | 0.05% | 0% | 7 |  | 3 | 75.1216 | 78.1216
1.01 | 1.01-S4.R037 | 1.01-S4.R037.K | 1.01-S4.R037.K-LBL | 2995959.3272 | 13695993.6289 | Interior Array |  |  |  | 77.1593 | 77.1593 | 0.8241 | 81.1068 | 3.9475 | W6x7 - 14 | 6 | Light Blue | LBL | 0 |  | 1.01-018 | 0.05% | 0% | 7 |  | 3 | 75.1068 | 78.1068
1.01 | 1.01-S4.R037 | 1.01-S4.R037.L | 1.01-S4.R037.L-YEL | 2995959.3272 | 13695969.5167 | Interior Array |  |  |  | 77.7803 | 77.7803 | 0.262 | 81.0937 | 3.3134 | W6x7 - 13 | 6 | Yellow | YEL | 0 |  | 1.01-018 | 0.05% | 0% | 7 |  | 3 | 75.0937 | 78.0937
1.01 | 1.01-S4.R038 | 1.01-S4.R038.A | 1.01-S4.R038.A-LBL | 2995979.3271 | 13696260.2707 | Interior Array |  |  |  | 76.9719 | 76.9719 | 0.9029 | 81.2512 | 4.2793 | W6x7 - 14 | 6 | Light Blue | LBL | 0 |  | 1.01-018 | 0.05% | 0% | 7 |  | 3 | 75.2512 | 78.2512
1.01 | 1.01-S4.R038 | 1.01-S4.R038.B | 1.01-S4.R038.B-LBL | 2995979.3271 | 13696239.5247 | Interior Array |  |  |  | 76.8561 | 76.8561 | 0.8056 | 81.24 | 4.3839 | W6x7 - 14 | 6 | Light Blue | LBL | 0 |  | 1.01-018 | 0.05% | 0% | 7 |  | 3 | 75.24 | 78.24
1.01 | 1.01-S4.R038 | 1.01-S4.R038.C | 1.01-S4.R038.C-LBL | 2995979.3271 | 13696212.0464 | Interior Array |  |  |  | 76.8763 | 76.8763 | 0.9565 | 81.2251 | 4.3488 | W6x7 - 14 | 6 | Light Blue | LBL | 0 |  | 1.01-018 | 0.05% | 0% | 7 |  | 3 | 75.2251 | 78.2251
1.01 | 1.01-S4.R038 | 1.01-S4.R038.D | 1.01-S4.R038.D-LBL | 2995979.3271 | 13696184.5678 | Interior Array |  |  |  | 77.1817 | 77.1817 | 0.9161 | 81.2102 | 4.0285 | W6x7 - 14 | 6 | Light Blue | LBL | 0 |  | 1.01-018 | 0.05% | 0% | 7 |  | 3 | 75.2102 | 78.2102
1.01 | 1.01-S4.R038 | 1.01-S4.R038.E | 1.01-S4.R038.E-LBL | 2995979.3271 | 13696157.0895 | Interior Array |  |  |  | 76.8353 | 76.8353 | 1.1088 | 81.1953 | 4.36 | W6x7 - 14 | 6 | Light Blue | LBL | 0 |  | 1.01-018 | 0.05% | 0% | 7 |  | 3 | 75.1953 | 78.1953
1.01 | 1.01-S4.R038 | 1.01-S4.R038.F | 1.01-S4.R038.F-LBL | 2995979.3271 | 13696129.6112 | Interior Array |  |  |  | 76.9123 | 76.9123 | 1.0473 | 81.1804 | 4.2681 | W6x7 - 14 | 6 | Light Blue | LBL | 0 |  | 1.01-018 | 0.05% | 0% | 7 |  | 3 | 75.1804 | 78.1804
1.01 | 1.01-S4.R038 | 1.01-S4.R038.G | 1.01-S4.R038.G-DBL | 2995979.3271 | 13696102.8376 | Interior Motor |  |  |  | 76.973 | 76.973 | 0.8096 | 81.1659 | 4.1929 | W6x10.4 - 14 | 6 | Dark Blue | DBL | 0 |  | 1.01-018 | 0.05% | 0% | 7 |  | 3.25 | 75.1659 | 77.9159
1.01 | 1.01-S4.R038 | 1.01-S4.R038.H | 1.01-S4.R038.H-LBL | 2995979.3271 | 13696076.0641 | Interior Array |  |  |  | 76.7286 | 76.7286 | 1.1385 | 81.1514 | 4.4228 | W6x7 - 14 | 6 | Light Blue | LBL | 0 |  | 1.01-018 | 0.05% | 0% | 7 |  | 3 | 75.1514 | 78.1514
1.01 | 1.01-S4.R038 | 1.01-S4.R038.I | 1.01-S4.R038.I-LBL | 2995979.3271 | 13696048.5858 | Interior Array |  |  |  | 76.7096 | 76.7096 | 1.0504 | 81.1365 | 4.4269 | W6x7 - 14 | 6 | Light Blue | LBL | 0 |  | 1.01-018 | 0.05% | 0% | 7 |  | 3 | 75.1365 | 78.1365
1.01 | 1.01-S4.R038 | 1.01-S4.R038.J | 1.01-S4.R038.J-LBL | 2995979.3271 | 13696021.1075 | Interior Array |  |  |  | 76.7516 | 76.7516 | 1.1071 | 81.1216 | 4.37 | W6x7 - 14 | 6 | Light Blue | LBL | 0 |  | 1.01-018 | 0.05% | 0% | 7 |  | 3 | 75.1216 | 78.1216
1.01 | 1.01-S4.R038 | 1.01-S4.R038.K | 1.01-S4.R038.K-LBL | 2995979.3271 | 13695993.6289 | Interior Array |  |  |  | 76.9166 | 76.9166 | 0.9912 | 81.1068 | 4.1902 | W6x7 - 14 | 6 | Light Blue | LBL | 0 |  | 1.01-018 | 0.05% | 0% | 7 |  | 3 | 75.1068 | 78.1068
1.01 | 1.01-S4.R038 | 1.01-S4.R038.L | 1.01-S4.R038.L-YEL | 2995979.3271 | 13695969.5167 | Interior Array |  |  |  | 77.1465 | 77.1465 | 0.8154 | 81.0937 | 3.9472 | W6x7 - 13 | 6 | Yellow | YEL | 0 |  | 1.01-018 | 0.05% | 0% | 7 |  | 3 | 75.0937 | 78.0937
1.01 | 1.01-S4.R039 | 1.01-S4.R039.A | 1.01-S4.R039.A-LBL | 2995999.3271 | 13696260.2707 | Interior Array |  |  |  | 76.8367 | 76.8367 | 0.9149 | 81.2512 | 4.4145 | W6x7 - 14 | 6 | Light Blue | LBL | 0 |  | 1.01-018 | 0.05% | 0% | 7 |  | 3 | 75.2512 | 78.2512
1.01 | 1.01-S4.R039 | 1.01-S4.R039.B | 1.01-S4.R039.B-LBL | 2995999.3271 | 13696239.5247 | Interior Array |  |  |  | 76.8869 | 76.8869 | 0.7896 | 81.24 | 4.3531 | W6x7 - 14 | 6 | Light Blue | LBL | 0 |  | 1.01-018 | 0.05% | 0% | 7 |  | 3 | 75.24 | 78.24
1.01 | 1.01-S4.R039 | 1.01-S4.R039.C | 1.01-S4.R039.C-LBL | 2995999.3271 | 13696212.0464 | Interior Array |  |  |  | 76.8323 | 76.8323 | 0.9178 | 81.2251 | 4.3928 | W6x7 - 14 | 6 | Light Blue | LBL | 0 |  | 1.01-018 | 0.05% | 0% | 7 |  | 3 | 75.2251 | 78.2251
1.01 | 1.01-S4.R039 | 1.01-S4.R039.D | 1.01-S4.R039.D-LBL | 2995999.3271 | 13696184.5678 | Interior Array |  |  |  | 77.068 | 77.068 | 0.9836 | 81.2102 | 4.1422 | W6x7 - 14 | 6 | Light Blue | LBL | 0 |  | 1.01-018 | 0.05% | 0% | 7 |  | 3 | 75.2102 | 78.2102
1.01 | 1.01-S4.R039 | 1.01-S4.R039.E | 1.01-S4.R039.E-LBL | 2995999.3271 | 13696157.0895 | Interior Array |  |  |  | 76.6149 | 76.6149 | 1.0956 | 81.1953 | 4.5804 | W6x7 - 14 | 6 | Light Blue | LBL | 0 |  | 1.01-018 | 0.05% | 0% | 7 |  | 3 | 75.1953 | 78.1953
1.01 | 1.01-S4.R039 | 1.01-S4.R039.F | 1.01-S4.R039.F-LBL | 2995999.3271 | 13696129.6112 | Interior Array |  |  |  | 76.7798 | 76.7798 | 0.9993 | 81.1804 | 4.4006 | W6x7 - 14 | 6 | Light Blue | LBL | 0 |  | 1.01-018 | 0.05% | 0% | 7 |  | 3 | 75.1804 | 78.1804
1.01 | 1.01-S4.R039 | 1.01-S4.R039.G | 1.01-S4.R039.G-DBL | 2995999.3271 | 13696102.8376 | Interior Motor |  |  |  | 76.9078 | 76.9078 | 0.9034 | 81.1659 | 4.2581 | W6x10.4 - 14 | 6 | Dark Blue | DBL | 0 |  | 1.01-018 | 0.05% | 0% | 7 |  | 3.25 | 75.1659 | 77.9159
1.01 | 1.01-S4.R039 | 1.01-S4.R039.H | 1.01-S4.R039.H-LBL | 2995999.3271 | 13696076.0641 | Interior Array |  |  |  | 76.6898 | 76.6898 | 1.1431 | 81.1514 | 4.4616 | W6x7 - 14 | 6 | Light Blue | LBL | 0 |  | 1.01-018 | 0.05% | 0% | 7 |  | 3 | 75.1514 | 78.1514
1.01 | 1.01-S4.R039 | 1.01-S4.R039.I | 1.01-S4.R039.I-LBL | 2995999.3271 | 13696048.5858 | Interior Array |  |  |  | 76.6894 | 76.6894 | 1.0684 | 81.1365 | 4.4471 | W6x7 - 14 | 6 | Light Blue | LBL | 0 |  | 1.01-018 | 0.05% | 0% | 7 |  | 3 | 75.1365 | 78.1365
1.01 | 1.01-S4.R039 | 1.01-S4.R039.J | 1.01-S4.R039.J-LBL | 2995999.3271 | 13696021.1075 | Interior Array |  |  |  | 76.6957 | 76.6957 | 1.1066 | 81.1216 | 4.4259 | W6x7 - 14 | 6 | Light Blue | LBL | 0 |  | 1.01-018 | 0.05% | 0% | 7 |  | 3 | 75.1216 | 78.1216
1.01 | 1.01-S4.R039 | 1.01-S4.R039.K | 1.01-S4.R039.K-LBL | 2995999.3271 | 13695993.6289 | Interior Array |  |  |  | 77.0675 | 77.0675 | 0.7664 | 81.1068 | 4.0393 | W6x7 - 14 | 6 | Light Blue | LBL | 0 |  | 1.01-018 | 0.05% | 0% | 7 |  | 3 | 75.1068 | 78.1068
1.01 | 1.01-S4.R039 | 1.01-S4.R039.L | 1.01-S4.R039.L-LBL | 2995999.3271 | 13695969.5167 | Interior Array |  |  |  | 77.0145 | 77.0145 | 0.8701 | 81.0937 | 4.0792 | W6x7 - 14 | 6 | Light Blue | LBL | 0 |  | 1.01-018 | 0.05% | 0% | 7 |  | 3 | 75.0937 | 78.0937
1.01 | 1.01-S4.R040 | 1.01-S4.R040.A | 1.01-S4.R040.A-LBL | 2996019.327 | 13696260.2707 | Interior Array |  |  |  | 76.7812 | 76.7812 | 0.9717 | 81.2512 | 4.47 | W6x7 - 14 | 6 | Light Blue | LBL | 0 |  | 1.01-018 | 0.05% | 0% | 7 |  | 3 | 75.2512 | 78.2512
1.01 | 1.01-S4.R040 | 1.01-S4.R040.B | 1.01-S4.R040.B-LBL | 2996019.327 | 13696239.5247 | Interior Array |  |  |  | 76.9483 | 76.9483 | 0.8443 | 81.24 | 4.2917 | W6x7 - 14 | 6 | Light Blue | LBL | 0 |  | 1.01-018 | 0.05% | 0% | 7 |  | 3 | 75.24 | 78.24
1.01 | 1.01-S4.R040 | 1.01-S4.R040.C | 1.01-S4.R040.C-LBL | 2996019.327 | 13696212.0464 | Interior Array |  |  |  | 76.686 | 76.686 | 0.8776 | 81.2251 | 4.5391 | W6x7 - 14 | 6 | Light Blue | LBL | 0 |  | 1.01-018 | 0.05% | 0% | 7 |  | 3 | 75.2251 | 78.2251
1.01 | 1.01-S4.R040 | 1.01-S4.R040.D | 1.01-S4.R040.D-LBL | 2996019.327 | 13696184.5678 | Interior Array |  |  |  | 76.7751 | 76.7751 | 1.027 | 81.2102 | 4.4351 | W6x7 - 14 | 6 | Light Blue | LBL | 0 |  | 1.01-018 | 0.05% | 0% | 7 |  | 3 | 75.2102 | 78.2102
1.01 | 1.01-S4.R040 | 1.01-S4.R040.E | 1.01-S4.R040.E-LBL | 2996019.327 | 13696157.0895 | Interior Array |  |  |  | 76.7605 | 76.7605 | 1.0792 | 81.1953 | 4.4348 | W6x7 - 14 | 6 | Light Blue | LBL | 0 |  | 1.01-018 | 0.05% | 0% | 7 |  | 3 | 75.1953 | 78.1953
1.01 | 1.01-S4.R040 | 1.01-S4.R040.F | 1.01-S4.R040.F-LBL | 2996019.327 | 13696129.6112 | Interior Array |  |  |  | 76.8549 | 76.8549 | 0.9396 | 81.1804 | 4.3255 | W6x7 - 14 | 6 | Light Blue | LBL | 0 |  | 1.01-018 | 0.05% | 0% | 7 |  | 3 | 75.1804 | 78.1804
1.01 | 1.01-S4.R040 | 1.01-S4.R040.G | 1.01-S4.R040.G-PRP | 2996019.327 | 13696102.8376 | Dead End Motor |  |  |  | 76.7713 | 76.7713 | 0.93 | 81.1659 | 4.3946 | W6x20 - 16 | 5.25 | Purple | PRP | 0 |  | 1.01-018 | 0.05% | 0% | 7 | Dead End | 3.75 | 75.9159 | 77.4159
1.01 | 1.01-S4.R040 | 1.01-S4.R040.H | 1.01-S4.R040.H-LBL | 2996019.327 | 13696076.0641 | Interior Array |  |  |  | 76.7717 | 76.7717 | 0.9381 | 81.1514 | 4.3797 | W6x7 - 14 | 6 | Light Blue | LBL | 0 |  | 1.01-018 | 0.05% | 0% | 7 |  | 3 | 75.1514 | 78.1514
1.01 | 1.01-S4.R040 | 1.01-S4.R040.I | 1.01-S4.R040.I-LBL | 2996019.327 | 13696048.5858 | Interior Array |  |  |  | 76.7127 | 76.7127 | 1.0477 | 81.1365 | 4.4238 | W6x7 - 14 | 6 | Light Blue | LBL | 0 |  | 1.01-018 | 0.05% | 0% | 7 |  | 3 | 75.1365 | 78.1365
1.01 | 1.01-S4.R040 | 1.01-S4.R040.J | 1.01-S4.R040.J-LBL | 2996019.327 | 13696021.1075 | Interior Array |  |  |  | 76.8143 | 76.8143 | 0.9564 | 81.1216 | 4.3073 | W6x7 - 14 | 6 | Light Blue | LBL | 0 |  | 1.01-018 | 0.05% | 0% | 7 |  | 3 | 75.1216 | 78.1216
1.01 | 1.01-S4.R040 | 1.01-S4.R040.K | 1.01-S4.R040.K-LBL | 2996019.327 | 13695993.6289 | Interior Array |  |  |  | 76.976 | 76.976 | 0.7804 | 81.1068 | 4.1308 | W6x7 - 14 | 6 | Light Blue | LBL | 0 |  | 1.01-018 | 0.05% | 0% | 7 |  | 3 | 75.1068 | 78.1068
1.01 | 1.01-S4.R040 | 1.01-S4.R040.L | 1.01-S4.R040.L-LBL | 2996019.327 | 13695969.5167 | Interior Array |  |  |  | 76.9439 | 76.9439 | 0.8519 | 81.0937 | 4.1498 | W6x7 - 14 | 6 | Light Blue | LBL | 0 |  | 1.01-018 | 0.05% | 0% | 7 |  | 3 | 75.0937 | 78.0937
1.01 | 1.01-S5.R017 | 1.01-S5.R017.A | 1.01-S5.R017.A-RED | 2995559.3273 | 13695941.0089 | Exterior Array |  |  |  | 77.5907 | 77.5907 | 1.048 | 81.599 | 4.0083 | W6x12 - 16.5 | 4.33 | Red | RED | 0 |  | 1.01-019 | -0.13% | 0.23% | 2 | N/S | 3.75 | 77.269 | 77.849
1.01 | 1.01-S5.R017 | 1.01-S5.R017.B | 1.01-S5.R017.B-WHT | 2995559.3273 | 13695920.2629 | Exterior Array |  |  |  | 77.5297 | 77.5297 | 1.109 | 81.6267 | 4.097 | W6x15 - 15.5 | 6 | White | WHT | 0 |  | 1.01-019 | -0.13% | 0.23% | 2 | N/S | 3.75 | 75.6267 | 77.8767
1.01 | 1.01-S5.R017 | 1.01-S5.R017.C | 1.01-S5.R017.C-WHT | 2995559.3273 | 13695892.7846 | Exterior Array |  |  |  | 77.5078 | 77.5078 | 1.1317 | 81.6634 | 4.1556 | W6x15 - 15.5 | 6 | White | WHT | 0 |  | 1.01-019 | -0.13% | 0.23% | 2 | N/S | 3.75 | 75.6634 | 77.9134
1.01 | 1.01-S5.R017 | 1.01-S5.R017.D | 1.01-S5.R017.D-WHT | 2995559.3273 | 13695865.3063 | Exterior Array |  |  |  | 77.4846 | 77.4846 | 1.1565 | 81.7001 | 4.2155 | W6x15 - 15.5 | 6 | White | WHT | 0 |  | 1.01-019 | -0.13% | 0.23% | 2 | N/S | 3.75 | 75.7001 | 77.9501
1.01 | 1.01-S5.R017 | 1.01-S5.R017.E | 1.01-S5.R017.E-WHT | 2995559.3273 | 13695837.8277 | Exterior Array |  |  |  | 77.5859 | 77.5859 | 1.0569 | 81.7368 | 4.1509 | W6x15 - 15.5 | 6 | White | WHT | 0 |  | 1.01-019 | -0.13% | 0.23% | 2 | N/S | 3.75 | 75.7368 | 77.9868
1.01 | 1.01-S5.R017 | 1.01-S5.R017.F | 1.01-S5.R017.F-RED | 2995559.3273 | 13695810.3494 | Exterior Array |  |  |  | 77.7725 | 77.7725 | 0.8731 | 81.7735 | 4.001 | W6x12 - 16.5 | 4.33 | Red | RED | 0 |  | 1.01-019 | -0.13% | 0.23% | 2 | N/S | 3.75 | 77.4435 | 78.0235
1.01 | 1.01-S5.R017 | 1.01-S5.R017.G | 1.01-S5.R017.G-PRP | 2995559.3273 | 13695783.5758 | Dead End Motor |  |  |  | 77.6811 | 77.6811 | 0.9615 | 81.8093 | 4.1282 | W6x20 - 16 | 5.25 | Purple | PRP | 0 |  | 1.01-019 | -0.13% | 0.23% | 2 | Dead End | 3.75 | 76.5593 | 78.0593
1.01 | 1.01-S5.R017 | 1.01-S5.R017.H | 1.01-S5.R017.H-RED | 2995559.3273 | 13695756.8022 | Exterior Array |  |  |  | 77.8616 | 77.8616 | 0.7797 | 81.845 | 3.9834 | W6x12 - 16.5 | 4.5 | Red | RED | 0 |  | 1.01-019 | -0.13% | 0.23% | 2 |  | 3 | 77.345 | 78.845
1.01 | 1.01-S5.R017 | 1.01-S5.R017.I | 1.01-S5.R017.I-RED | 2995559.3273 | 13695729.3239 | Exterior Array |  |  |  | 78.221 | 78.221 | 0.4168 | 81.8817 | 3.6607 | W6x12 - 16.5 | 4.5 | Red | RED | 0 |  | 1.01-019 | -0.13% | 0.23% | 2 |  | 3 | 77.3817 | 78.8817
1.01 | 1.01-S5.R017 | 1.01-S5.R017.J | 1.01-S5.R017.J-RED | 2995559.3273 | 13695701.8456 | Exterior Array |  |  |  | 77.7525 | 77.7525 | 0.8835 | 81.9184 | 4.1659 | W6x12 - 16.5 | 4.5 | Red | RED | 0 |  | 1.01-019 | -0.13% | 0.23% | 2 |  | 3 | 77.4184 | 78.9184
1.01 | 1.01-S5.R017 | 1.01-S5.R017.K | 1.01-S5.R017.K-WHT | 2995559.3273 | 13695674.3674 | Exterior Array |  |  |  | 77.6221 | 77.6221 | 1.0128 | 81.9551 | 4.333 | W6x15 - 15.5 | 6 | White | WHT | 0 |  | 1.01-019 | -0.13% | 0.23% | 2 |  | 3 | 75.9551 | 78.9551
1.01 | 1.01-S5.R017 | 1.01-S5.R017.L | 1.01-S5.R017.L-WHT | 2995559.3273 | 13695650.2549 | Exterior Array |  |  |  | 77.5661 | 77.5661 | 1.0652 | 81.9874 | 4.4213 | W6x15 - 15.5 | 6 | White | WHT | 0 |  | 1.01-019 | -0.13% | 0.23% | 2 |  | 3 | 75.9874 | 78.9874
1.01 | 1.01-S5.R018 | 1.01-S5.R018.A | 1.01-S5.R018.A-RED | 2995579.3273 | 13695941.0089 | Exterior Array |  |  |  | 77.5971 | 77.5971 | 1.0329 | 81.6448 | 4.0477 | W6x12 - 16.5 | 4.5 | Red | RED | 0 |  | 1.01-019 | -0.13% | 0.23% | 2 |  | 3 | 77.1448 | 78.6448
1.01 | 1.01-S5.R018 | 1.01-S5.R018.B | 1.01-S5.R018.B-RED | 2995579.3273 | 13695920.2629 | Exterior Array |  |  |  | 77.6179 | 77.6179 | 1.0124 | 81.6725 | 4.0546 | W6x12 - 16.5 | 4.5 | Red | RED | 0 |  | 1.01-019 | -0.13% | 0.23% | 2 |  | 3 | 77.1725 | 78.6725
1.01 | 1.01-S5.R018 | 1.01-S5.R018.C | 1.01-S5.R018.C-RED | 2995579.3273 | 13695892.7846 | Exterior Array |  |  |  | 77.6007 | 77.6007 | 1.0335 | 81.7092 | 4.1085 | W6x12 - 16.5 | 4.5 | Red | RED | 0 |  | 1.01-019 | -0.13% | 0.23% | 2 |  | 3 | 77.2092 | 78.7092
1.01 | 1.01-S5.R018 | 1.01-S5.R018.D | 1.01-S5.R018.D-RED | 2995579.3273 | 13695865.3063 | Exterior Array |  |  |  | 77.6668 | 77.6668 | 0.9655 | 81.7459 | 4.0791 | W6x12 - 16.5 | 4.5 | Red | RED | 0 |  | 1.01-019 | -0.13% | 0.23% | 2 |  | 3 | 77.2459 | 78.7459
1.01 | 1.01-S5.R018 | 1.01-S5.R018.E | 1.01-S5.R018.E-RED | 2995579.3273 | 13695837.8277 | Exterior Array |  |  |  | 77.6866 | 77.6866 | 0.9465 | 81.7826 | 4.096 | W6x12 - 16.5 | 4.5 | Red | RED | 0 |  | 1.01-019 | -0.13% | 0.23% | 2 |  | 3 | 77.2826 | 78.7826
1.01 | 1.01-S5.R018 | 1.01-S5.R018.F | 1.01-S5.R018.F-RED | 2995579.3273 | 13695810.3494 | Exterior Array |  |  |  | 77.9443 | 77.9443 | 0.6909 | 81.8193 | 3.875 | W6x12 - 16.5 | 4.5 | Red | RED | 0 |  | 1.01-019 | -0.13% | 0.23% | 2 |  | 3 | 77.3193 | 78.8193
1.01 | 1.01-S5.R018 | 1.01-S5.R018.G | 1.01-S5.R018.G-BRO | 2995579.3273 | 13695783.5758 | Exterior Motor |  |  |  | 77.8171 | 77.8171 | 0.8113 | 81.8551 | 4.038 | W6x15 - 15.5 | 5.25 | Brown | BRO | 0 |  | 1.01-019 | -0.13% | 0.23% | 2 |  | 3.5 | 76.6051 | 78.3551
1.01 | 1.01-S5.R018 | 1.01-S5.R018.H | 1.01-S5.R018.H-RED | 2995579.3273 | 13695756.8022 | Exterior Array |  |  |  | 77.9426 | 77.9426 | 0.6835 | 81.8908 | 3.9482 | W6x12 - 16.5 | 4.5 | Red | RED | 0 |  | 1.01-019 | -0.13% | 0.23% | 2 |  | 3 | 77.3908 | 78.8908
1.01 | 1.01-S5.R018 | 1.01-S5.R018.I | 1.01-S5.R018.I-RED | 2995579.3273 | 13695729.3239 | Exterior Array |  |  |  | 77.9395 | 77.9395 | 0.6795 | 81.9275 | 3.988 | W6x12 - 16.5 | 4.5 | Red | RED | 0 |  | 1.01-019 | -0.13% | 0.23% | 2 |  | 3 | 77.4275 | 78.9275
1.01 | 1.01-S5.R018 | 1.01-S5.R018.J | 1.01-S5.R018.J-RED | 2995579.3273 | 13695701.8456 | Exterior Array |  |  |  | 77.8585 | 77.8585 | 0.7587 | 81.9642 | 4.1057 | W6x12 - 16.5 | 4.5 | Red | RED | 0 |  | 1.01-019 | -0.13% | 0.23% | 2 |  | 3 | 77.4642 | 78.9642
1.01 | 1.01-S5.R018 | 1.01-S5.R018.K | 1.01-S5.R018.K-RED | 2995579.3273 | 13695674.3674 | Exterior Array |  |  |  | 77.8149 | 77.8149 | 0.798 | 82.0009 | 4.186 | W6x12 - 16.5 | 4.5 | Red | RED | 0 |  | 1.01-019 | -0.13% | 0.23% | 2 |  | 3 | 77.5009 | 79.0009
1.01 | 1.01-S5.R018 | 1.01-S5.R018.L | 1.01-S5.R018.L-WHT | 2995579.3273 | 13695650.2549 | Exterior Array |  |  |  | 77.6923 | 77.6923 | 0.9162 | 82.0332 | 4.3409 | W6x15 - 15.5 | 6 | White | WHT | 0 |  | 1.01-019 | -0.13% | 0.23% | 2 |  | 3 | 76.0332 | 79.0332
1.01 | 1.01-S5.R019 | 1.01-S5.R019.A | 1.01-S5.R019.A-LBL | 2995599.3272 | 13695941.0089 | Interior Array |  |  |  | 77.6664 | 77.6664 | 0.9546 | 81.6948 | 4.0284 | W6x7 - 14 | 6 | Light Blue | LBL | 0 |  | 1.01-020 | -0.13% | 0.25% | 3 |  | 3 | 75.6948 | 78.6948
1.01 | 1.01-S5.R019 | 1.01-S5.R019.B | 1.01-S5.R019.B-LBL | 2995599.3272 | 13695920.2629 | Interior Array |  |  |  | 77.6294 | 77.6294 | 0.992 | 81.7225 | 4.0931 | W6x7 - 14 | 6 | Light Blue | LBL | 0 |  | 1.01-020 | -0.13% | 0.25% | 3 |  | 3 | 75.7225 | 78.7225
1.01 | 1.01-S5.R019 | 1.01-S5.R019.C | 1.01-S5.R019.C-LBL | 2995599.3272 | 13695892.7846 | Interior Array |  |  |  | 77.5761 | 77.5761 | 1.0461 | 81.7592 | 4.1831 | W6x7 - 14 | 6 | Light Blue | LBL | 0 |  | 1.01-020 | -0.13% | 0.25% | 3 |  | 3 | 75.7592 | 78.7592
1.01 | 1.01-S5.R019 | 1.01-S5.R019.D | 1.01-S5.R019.D-LBL | 2995599.3272 | 13695865.3063 | Interior Array |  |  |  | 77.6946 | 77.6946 | 0.9288 | 81.7959 | 4.1013 | W6x7 - 14 | 6 | Light Blue | LBL | 0 |  | 1.01-020 | -0.13% | 0.25% | 3 |  | 3 | 75.7959 | 78.7959
1.01 | 1.01-S5.R019 | 1.01-S5.R019.E | 1.01-S5.R019.E-LBL | 2995599.3272 | 13695837.8277 | Interior Array |  |  |  | 77.6414 | 77.6414 | 0.9826 | 81.8326 | 4.1912 | W6x7 - 14 | 6 | Light Blue | LBL | 0 |  | 1.01-020 | -0.13% | 0.25% | 3 |  | 3 | 75.8326 | 78.8326
1.01 | 1.01-S5.R019 | 1.01-S5.R019.F | 1.01-S5.R019.F-LBL | 2995599.3272 | 13695810.3494 | Interior Array |  |  |  | 77.8686 | 77.8686 | 0.756 | 81.8693 | 4.0007 | W6x7 - 14 | 6 | Light Blue | LBL | 0 |  | 1.01-020 | -0.13% | 0.25% | 3 |  | 3 | 75.8693 | 78.8693
1.01 | 1.01-S5.R019 | 1.01-S5.R019.G | 1.01-S5.R019.G-DBL | 2995599.3272 | 13695783.5758 | Interior Motor |  |  |  | 77.8837 | 77.8837 | 0.7341 | 81.9051 | 4.0214 | W6x10.4 - 14 | 6 | Dark Blue | DBL | 0 |  | 1.01-020 | -0.13% | 0.25% | 3 |  | 3.25 | 75.9051 | 78.6551
1.01 | 1.01-S5.R019 | 1.01-S5.R019.H | 1.01-S5.R019.H-YEL | 2995599.3272 | 13695756.8022 | Interior Array |  |  |  | 78.065 | 78.065 | 0.5456 | 81.9408 | 3.8758 | W6x7 - 13 | 6 | Yellow | YEL | 0 |  | 1.01-020 | -0.13% | 0.25% | 3 |  | 3 | 75.9408 | 78.9408
1.01 | 1.01-S5.R019 | 1.01-S5.R019.I | 1.01-S5.R019.I-LBL | 2995599.3272 | 13695729.3239 | Interior Array |  |  |  | 77.8005 | 77.8005 | 0.803 | 81.9775 | 4.177 | W6x7 - 14 | 6 | Light Blue | LBL | 0 |  | 1.01-020 | -0.13% | 0.25% | 3 |  | 3 | 75.9775 | 78.9775
1.01 | 1.01-S5.R019 | 1.01-S5.R019.J | 1.01-S5.R019.J-LBL | 2995599.3272 | 13695701.8456 | Interior Array |  |  |  | 77.924 | 77.924 | 0.6725 | 82.0142 | 4.0902 | W6x7 - 14 | 6 | Light Blue | LBL | 0 |  | 1.01-020 | -0.13% | 0.25% | 3 |  | 3 | 76.0142 | 79.0142
1.01 | 1.01-S5.R019 | 1.01-S5.R019.K | 1.01-S5.R019.K-LGR | 2995599.3272 | 13695674.3674 | Interior Edge Array |  |  |  | 78.0398 | 78.0398 | 0.5501 | 82.0509 | 4.0111 | W6x8.5 - 15 | 4.5 | Light Green | LGR | 0 |  | 1.01-020 | -0.13% | 0.25% | 3 |  | 3 | 77.5509 | 79.0509
1.01 | 1.01-S5.R019 | 1.01-S5.R019.L | 1.01-S5.R019.L-LBL | 2995599.3272 | 13695650.2549 | Interior Array |  |  |  | 77.5975 | 77.5975 | 0.988 | 82.0832 | 4.4857 | W6x7 - 14 | 6 | Light Blue | LBL | 0 |  | 1.01-020 | -0.13% | 0.25% | 3 |  | 3 | 76.0832 | 79.0832
1.01 | 1.01-S5.R020 | 1.01-S5.R020.A | 1.01-S5.R020.A-LBL | 2995619.3272 | 13695941.0089 | Interior Array |  |  |  | 77.7244 | 77.7244 | 0.8713 | 81.7448 | 4.0204 | W6x7 - 14 | 6 | Light Blue | LBL | 0 |  | 1.01-020 | -0.13% | 0.25% | 3 |  | 3 | 75.7448 | 78.7448
1.01 | 1.01-S5.R020 | 1.01-S5.R020.B | 1.01-S5.R020.B-LBL | 2995619.3272 | 13695920.2629 | Interior Array |  |  |  | 77.6338 | 77.6338 | 0.9624 | 81.7725 | 4.1387 | W6x7 - 14 | 6 | Light Blue | LBL | 0 |  | 1.01-020 | -0.13% | 0.25% | 3 |  | 3 | 75.7725 | 78.7725
1.01 | 1.01-S5.R020 | 1.01-S5.R020.C | 1.01-S5.R020.C-LBL | 2995619.3272 | 13695892.7846 | Interior Array |  |  |  | 77.5587 | 77.5587 | 1.0391 | 81.8092 | 4.2505 | W6x7 - 14 | 6 | Light Blue | LBL | 0 |  | 1.01-020 | -0.13% | 0.25% | 3 |  | 3 | 75.8092 | 78.8092
1.01 | 1.01-S5.R020 | 1.01-S5.R020.D | 1.01-S5.R020.D-YEL | 2995619.3272 | 13695865.3063 | Interior Array |  |  |  | 77.9367 | 77.9367 | 0.6623 | 81.8459 | 3.9092 | W6x7 - 13 | 6 | Yellow | YEL | 0 |  | 1.01-020 | -0.13% | 0.25% | 3 |  | 3 | 75.8459 | 78.8459
1.01 | 1.01-S5.R020 | 1.01-S5.R020.E | 1.01-S5.R020.E-YEL | 2995619.3272 | 13695837.8277 | Interior Array |  |  |  | 78.2304 | 78.2304 | 0.3672 | 81.8826 | 3.6522 | W6x7 - 13 | 6 | Yellow | YEL | 0 |  | 1.01-020 | -0.13% | 0.25% | 3 |  | 3 | 75.8826 | 78.8826
1.01 | 1.01-S5.R020 | 1.01-S5.R020.F | 1.01-S5.R020.F-LBL | 2995619.3272 | 13695810.3494 | Interior Array |  |  |  | 77.8215 | 77.8215 | 0.7767 | 81.9193 | 4.0978 | W6x7 - 14 | 6 | Light Blue | LBL | 0 |  | 1.01-020 | -0.13% | 0.25% | 3 |  | 3 | 75.9193 | 78.9193
1.01 | 1.01-S5.R020 | 1.01-S5.R020.G | 1.01-S5.R020.G-DBL | 2995619.3272 | 13695783.5758 | Interior Motor |  |  |  | 77.9675 | 77.9675 | 0.6291 | 81.9551 | 3.9876 | W6x10.4 - 14 | 6 | Dark Blue | DBL | 0 |  | 1.01-020 | -0.13% | 0.25% | 3 |  | 3.25 | 75.9551 | 78.7051
1.01 | 1.01-S5.R020 | 1.01-S5.R020.H | 1.01-S5.R020.H-YEL | 2995619.3272 | 13695756.8022 | Interior Array |  |  |  | 78.7405 | 78.7405 | -0.1527 | 81.9908 | 3.2503 | W6x7 - 13 | 6 | Yellow | YEL | 0 |  | 1.01-020 | -0.13% | 0.25% | 3 |  | 3 | 75.9908 | 78.9908
1.01 | 1.01-S5.R020 | 1.01-S5.R020.I | 1.01-S5.R020.I-LBL | 2995619.3272 | 13695729.3239 | Interior Array |  |  |  | 77.7289 | 77.7289 | 0.8422 | 82.0275 | 4.2986 | W6x7 - 14 | 6 | Light Blue | LBL | 0 |  | 1.01-020 | -0.13% | 0.25% | 3 |  | 3 | 76.0275 | 79.0275
1.01 | 1.01-S5.R020 | 1.01-S5.R020.J | 1.01-S5.R020.J-LBL | 2995619.3272 | 13695701.8456 | Interior Array |  |  |  | 78.0215 | 78.0215 | 0.5426 | 82.0642 | 4.0427 | W6x7 - 14 | 6 | Light Blue | LBL | 0 |  | 1.01-020 | -0.13% | 0.25% | 3 |  | 3 | 76.0642 | 79.0642
1.01 | 1.01-S5.R020 | 1.01-S5.R020.K | 1.01-S5.R020.K-LGR | 2995619.3272 | 13695674.3674 | Interior Edge Array |  |  |  | 78.7037 | 78.7037 | -0.1459 | 82.1009 | 3.3972 | W6x8.5 - 15 | 4.5 | Light Green | LGR | 0 |  | 1.01-020 | -0.13% | 0.25% | 3 |  | 3 | 77.6009 | 79.1009
1.01 | 1.01-S5.R020 | 1.01-S5.R020.L | 1.01-S5.R020.L-LBL | 2995619.3272 | 13695650.2549 | Interior Array |  |  |  | 77.7898 | 77.7898 | 0.7641 | 82.1332 | 4.3434 | W6x7 - 14 | 6 | Light Blue | LBL | 0 |  | 1.01-020 | -0.13% | 0.25% | 3 |  | 3 | 76.1332 | 79.1332
1.01 | 1.01-S5.R021 | 1.01-S5.R021.A | 1.01-S5.R021.A-LBL | 2995639.3271 | 13695941.0089 | Interior Array |  |  |  | 77.7404 | 77.7404 | 0.8297 | 81.7948 | 4.0544 | W6x7 - 14 | 6 | Light Blue | LBL | 0 |  | 1.01-020 | -0.13% | 0.25% | 3 |  | 3 | 75.7948 | 78.7948
1.01 | 1.01-S5.R021 | 1.01-S5.R021.B | 1.01-S5.R021.B-LBL | 2995639.3271 | 13695920.2629 | Interior Array |  |  |  | 77.6534 | 77.6534 | 0.9176 | 81.8225 | 4.1691 | W6x7 - 14 | 6 | Light Blue | LBL | 0 |  | 1.01-020 | -0.13% | 0.25% | 3 |  | 3 | 75.8225 | 78.8225
1.01 | 1.01-S5.R021 | 1.01-S5.R021.C | 1.01-S5.R021.C-LBL | 2995639.3271 | 13695892.7846 | Interior Array |  |  |  | 77.4442 | 77.4442 | 1.1284 | 81.8592 | 4.415 | W6x7 - 14 | 6 | Light Blue | LBL | 0 |  | 1.01-020 | -0.13% | 0.25% | 3 |  | 3 | 75.8592 | 78.8592
1.01 | 1.01-S5.R021 | 1.01-S5.R021.D | 1.01-S5.R021.D-YEL | 2995639.3271 | 13695865.3063 | Interior Array |  |  |  | 77.9279 | 77.9279 | 0.6467 | 81.8959 | 3.968 | W6x7 - 13 | 6 | Yellow | YEL | 0 |  | 1.01-020 | -0.13% | 0.25% | 3 |  | 3 | 75.8959 | 78.8959
1.01 | 1.01-S5.R021 | 1.01-S5.R021.E | 1.01-S5.R021.E-YEL | 2995639.3271 | 13695837.8277 | Interior Array |  |  |  | 77.9712 | 77.9712 | 0.6018 | 81.9326 | 3.9614 | W6x7 - 13 | 6 | Yellow | YEL | 0 |  | 1.01-020 | -0.13% | 0.25% | 3 |  | 3 | 75.9326 | 78.9326
1.01 | 1.01-S5.R021 | 1.01-S5.R021.F | 1.01-S5.R021.F-LBL | 2995639.3271 | 13695810.3494 | Interior Array |  |  |  | 77.723 | 77.723 | 0.8488 | 81.9693 | 4.2463 | W6x7 - 14 | 6 | Light Blue | LBL | 0 |  | 1.01-020 | -0.13% | 0.25% | 3 |  | 3 | 75.9693 | 78.9693
1.01 | 1.01-S5.R021 | 1.01-S5.R021.G | 1.01-S5.R021.G-DBL | 2995639.3271 | 13695783.5758 | Interior Motor |  |  |  | 77.7618 | 77.7618 | 0.81 | 82.0051 | 4.2433 | W6x10.4 - 14 | 6 | Dark Blue | DBL | 0 |  | 1.01-020 | -0.13% | 0.25% | 3 |  | 3.25 | 76.0051 | 78.7551
1.01 | 1.01-S5.R021 | 1.01-S5.R021.H | 1.01-S5.R021.H-YEL | 2995639.3271 | 13695756.8022 | Interior Array |  |  |  | 78.2351 | 78.2351 | 0.3315 | 82.0408 | 3.8057 | W6x7 - 13 | 6 | Yellow | YEL | 0 |  | 1.01-020 | -0.13% | 0.25% | 3 |  | 3 | 76.0408 | 79.0408
1.01 | 1.01-S5.R021 | 1.01-S5.R021.I | 1.01-S5.R021.I-LBL | 2995639.3271 | 13695729.3239 | Interior Array |  |  |  | 77.8196 | 77.8196 | 0.7245 | 82.0775 | 4.2579 | W6x7 - 14 | 6 | Light Blue | LBL | 0 |  | 1.01-020 | -0.13% | 0.25% | 3 |  | 3 | 76.0775 | 79.0775
1.01 | 1.01-S5.R021 | 1.01-S5.R021.J | 1.01-S5.R021.J-LBL | 2995639.3271 | 13695701.8456 | Interior Array |  |  |  | 77.7614 | 77.7614 | 0.7703 | 82.1142 | 4.3528 | W6x7 - 14 | 6 | Light Blue | LBL | 0 |  | 1.01-020 | -0.13% | 0.25% | 3 |  | 3 | 76.1142 | 79.1142
1.01 | 1.01-S5.R021 | 1.01-S5.R021.K | 1.01-S5.R021.K-LGR | 2995639.3271 | 13695674.3674 | Interior Edge Array |  |  |  | 78.1191 | 78.1191 | 0.4071 | 82.1509 | 4.0318 | W6x8.5 - 15 | 4.5 | Light Green | LGR | 0 |  | 1.01-020 | -0.13% | 0.25% | 3 |  | 3 | 77.6509 | 79.1509
1.01 | 1.01-S5.R021 | 1.01-S5.R021.L | 1.01-S5.R021.L-LBL | 2995639.3271 | 13695650.2549 | Interior Array |  |  |  | 77.7414 | 77.7414 | 0.7809 | 82.1832 | 4.4418 | W6x7 - 14 | 6 | Light Blue | LBL | 0 |  | 1.01-020 | -0.13% | 0.25% | 3 |  | 3 | 76.1832 | 79.1832
1.01 | 1.01-S5.R022 | 1.01-S5.R022.A | 1.01-S5.R022.A-LBL | 2995659.3271 | 13695941.0089 | Interior Array |  |  |  | 77.855 | 77.855 | 0.6856 | 81.7755 | 3.9205 | W6x7 - 14 | 6 | Light Blue | LBL | 0 |  | 1.01-021 | 0.01% | 0% | 16 |  | 3 | 75.7755 | 78.7755
1.01 | 1.01-S5.R022 | 1.01-S5.R022.B | 1.01-S5.R022.B-LBL | 2995659.3271 | 13695920.2629 | Interior Array |  |  |  | 77.7669 | 77.7669 | 0.7745 | 81.7725 | 4.0056 | W6x7 - 14 | 6 | Light Blue | LBL | 0 |  | 1.01-021 | 0.01% | 0% | 16 |  | 3 | 75.7725 | 78.7725
1.01 | 1.01-S5.R022 | 1.01-S5.R022.C | 1.01-S5.R022.C-LBL | 2995659.3271 | 13695892.7846 | Interior Array |  |  |  | 77.4567 | 77.4567 | 1.0855 | 81.7685 | 4.3118 | W6x7 - 14 | 6 | Light Blue | LBL | 0 |  | 1.01-021 | 0.01% | 0% | 16 |  | 3 | 75.7685 | 78.7685
1.01 | 1.01-S5.R022 | 1.01-S5.R022.D | 1.01-S5.R022.D-YEL | 2995659.3271 | 13695865.3063 | Interior Array |  |  |  | 77.8505 | 77.8505 | 0.6939 | 81.7645 | 3.914 | W6x7 - 13 | 6 | Yellow | YEL | 0 |  | 1.01-021 | 0.01% | 0% | 16 |  | 3 | 75.7645 | 78.7645
1.01 | 1.01-S5.R022 | 1.01-S5.R022.E | 1.01-S5.R022.E-YEL | 2995659.3271 | 13695837.8277 | Interior Array |  |  |  | 77.8071 | 77.8071 | 0.7349 | 81.7605 | 3.9534 | W6x7 - 13 | 6 | Yellow | YEL | 0 |  | 1.01-021 | 0.01% | 0% | 16 |  | 3 | 75.7605 | 78.7605
1.01 | 1.01-S5.R022 | 1.01-S5.R022.F | 1.01-S5.R022.F-LBL | 2995659.3271 | 13695810.3494 | Interior Array |  |  |  | 77.7752 | 77.7752 | 0.7646 | 81.7565 | 3.9813 | W6x7 - 14 | 6 | Light Blue | LBL | 0 |  | 1.01-021 | 0.01% | 0% | 16 |  | 3 | 75.7565 | 78.7565
1.01 | 1.01-S5.R022 | 1.01-S5.R022.G | 1.01-S5.R022.G-DBL | 2995659.3271 | 13695783.5758 | Interior Motor |  |  |  | 77.7544 | 77.7544 | 0.7941 | 81.7527 | 3.9983 | W6x10.4 - 14 | 6 | Dark Blue | DBL | 0 |  | 1.01-021 | 0.01% | 0% | 16 |  | 3.25 | 75.7527 | 78.5027
1.01 | 1.01-S5.R022 | 1.01-S5.R022.H | 1.01-S5.R022.H-YEL | 2995659.3271 | 13695756.8022 | Interior Array |  |  |  | 77.8373 | 77.8373 | 0.7076 | 81.7488 | 3.9115 | W6x7 - 13 | 6 | Yellow | YEL | 0 |  | 1.01-021 | 0.01% | 0% | 16 |  | 3 | 75.7488 | 78.7488
1.01 | 1.01-S5.R022 | 1.01-S5.R022.I | 1.01-S5.R022.I-YEL | 2995659.3271 | 13695729.3239 | Interior Array |  |  |  | 77.7554 | 77.7554 | 0.765 | 81.7448 | 3.9894 | W6x7 - 13 | 6 | Yellow | YEL | 0 |  | 1.01-021 | 0.01% | 0% | 16 |  | 3 | 75.7448 | 78.7448
1.01 | 1.01-S5.R022 | 1.01-S5.R022.J | 1.01-S5.R022.J-YEL | 2995659.3271 | 13695701.8456 | Interior Array |  |  |  | 77.8658 | 77.8658 | 0.6371 | 81.7408 | 3.875 | W6x7 - 13 | 6 | Yellow | YEL | 0 |  | 1.01-021 | 0.01% | 0% | 16 |  | 3 | 75.7408 | 78.7408
1.01 | 1.01-S5.R022 | 1.01-S5.R022.K | 1.01-S5.R022.K-LGR | 2995659.3271 | 13695674.3674 | Interior Edge Array |  |  |  | 77.6889 | 77.6889 | 0.8085 | 81.7368 | 4.0479 | W6x8.5 - 15 | 4.5 | Light Green | LGR | 0 |  | 1.01-021 | 0.01% | 0% | 16 |  | 3 | 77.2368 | 78.7368
1.01 | 1.01-S5.R022 | 1.01-S5.R022.L | 1.01-S5.R022.L-LBL | 2995659.3271 | 13695650.2549 | Interior Array |  |  |  | 77.4309 | 77.4309 | 1.0657 | 81.7333 | 4.3024 | W6x7 - 14 | 6 | Light Blue | LBL | 0 |  | 1.01-021 | 0.01% | 0% | 16 |  | 3 | 75.7333 | 78.7333
1.01 | 1.01-S5.R023 | 1.01-S5.R023.A | 1.01-S5.R023.A-LBL | 2995679.3271 | 13695941.0089 | Interior Array |  |  |  | 77.6607 | 77.6607 | 0.846 | 81.7755 | 4.1148 | W6x7 - 14 | 6 | Light Blue | LBL | 0 |  | 1.01-021 | 0.01% | 0% | 16 |  | 3 | 75.7755 | 78.7755
1.01 | 1.01-S5.R023 | 1.01-S5.R023.B | 1.01-S5.R023.B-LBL | 2995679.3271 | 13695920.2629 | Interior Array |  |  |  | 77.6724 | 77.6724 | 0.8358 | 81.7725 | 4.1001 | W6x7 - 14 | 6 | Light Blue | LBL | 0 |  | 1.01-021 | 0.01% | 0% | 16 |  | 3 | 75.7725 | 78.7725
1.01 | 1.01-S5.R023 | 1.01-S5.R023.C | 1.01-S5.R023.C-LBL | 2995679.3271 | 13695892.7846 | Interior Array |  |  |  | 77.5715 | 77.5715 | 0.9368 | 81.7685 | 4.197 | W6x7 - 14 | 6 | Light Blue | LBL | 0 |  | 1.01-021 | 0.01% | 0% | 16 |  | 3 | 75.7685 | 78.7685
1.01 | 1.01-S5.R023 | 1.01-S5.R023.D | 1.01-S5.R023.D-YEL | 2995679.3271 | 13695865.3063 | Interior Array |  |  |  | 77.8817 | 77.8817 | 0.6275 | 81.7645 | 3.8828 | W6x7 - 13 | 6 | Yellow | YEL | 0 |  | 1.01-021 | 0.01% | 0% | 16 |  | 3 | 75.7645 | 78.7645
1.01 | 1.01-S5.R023 | 1.01-S5.R023.E | 1.01-S5.R023.E-YEL | 2995679.3271 | 13695837.8277 | Interior Array |  |  |  | 77.8177 | 77.8177 | 0.6879 | 81.7605 | 3.9428 | W6x7 - 13 | 6 | Yellow | YEL | 0 |  | 1.01-021 | 0.01% | 0% | 16 |  | 3 | 75.7605 | 78.7605
1.01 | 1.01-S5.R023 | 1.01-S5.R023.F | 1.01-S5.R023.F-LBL | 2995679.3271 | 13695810.3494 | Interior Array |  |  |  | 77.6804 | 77.6804 | 0.8222 | 81.7565 | 4.0761 | W6x7 - 14 | 6 | Light Blue | LBL | 0 |  | 1.01-021 | 0.01% | 0% | 16 |  | 3 | 75.7565 | 78.7565
1.01 | 1.01-S5.R023 | 1.01-S5.R023.G | 1.01-S5.R023.G-DBL | 2995679.3271 | 13695783.5758 | Interior Motor |  |  |  | 77.7675 | 77.7675 | 0.7573 | 81.7527 | 3.9852 | W6x10.4 - 14 | 6 | Dark Blue | DBL | 0 |  | 1.01-021 | 0.01% | 0% | 16 |  | 3.25 | 75.7527 | 78.5027
1.01 | 1.01-S5.R023 | 1.01-S5.R023.H | 1.01-S5.R023.H-YEL | 2995679.3271 | 13695756.8022 | Interior Array |  |  |  | 77.926 | 77.926 | 0.5985 | 81.7488 | 3.8228 | W6x7 - 13 | 6 | Yellow | YEL | 0 |  | 1.01-021 | 0.01% | 0% | 16 |  | 3 | 75.7488 | 78.7488
1.01 | 1.01-S5.R023 | 1.01-S5.R023.I | 1.01-S5.R023.I-YEL | 2995679.3271 | 13695729.3239 | Interior Array |  |  |  | 78.0143 | 78.0143 | 0.4801 | 81.7448 | 3.7305 | W6x7 - 13 | 6 | Yellow | YEL | 0 |  | 1.01-021 | 0.01% | 0% | 16 |  | 3 | 75.7448 | 78.7448
1.01 | 1.01-S5.R023 | 1.01-S5.R023.J | 1.01-S5.R023.J-YEL | 2995679.3271 | 13695701.8456 | Interior Array |  |  |  | 77.7159 | 77.7159 | 0.761 | 81.7408 | 4.0249 | W6x7 - 13 | 6 | Yellow | YEL | 0 |  | 1.01-021 | 0.01% | 0% | 16 |  | 3 | 75.7408 | 78.7408
1.01 | 1.01-S5.R023 | 1.01-S5.R023.K | 1.01-S5.R023.K-LGR | 2995679.3271 | 13695674.3674 | Interior Edge Array |  |  |  | 77.7484 | 77.7484 | 0.7262 | 81.7368 | 3.9884 | W6x8.5 - 15 | 4.5 | Light Green | LGR | 0 |  | 1.01-021 | 0.01% | 0% | 16 |  | 3 | 77.2368 | 78.7368
1.01 | 1.01-S5.R023 | 1.01-S5.R023.L | 1.01-S5.R023.L-YEL | 2995679.3271 | 13695650.2549 | Interior Array |  |  |  | 77.7159 | 77.7159 | 0.7587 | 81.7333 | 4.0174 | W6x7 - 13 | 6 | Yellow | YEL | 0 |  | 1.01-021 | 0.01% | 0% | 16 |  | 3 | 75.7333 | 78.7333
1.01 | 1.01-S5.R024 | 1.01-S5.R024.A | 1.01-S5.R024.A-LBL | 2995699.3274 | 13695941.0089 | Interior Array |  |  |  | 77.5205 | 77.5205 | 0.952 | 81.7755 | 4.255 | W6x7 - 14 | 6 | Light Blue | LBL | 0 |  | 1.01-021 | 0.01% | 0% | 16 |  | 3 | 75.7755 | 78.7755
1.01 | 1.01-S5.R024 | 1.01-S5.R024.B | 1.01-S5.R024.B-LBL | 2995699.3274 | 13695920.2629 | Interior Array |  |  |  | 77.6233 | 77.6233 | 0.8513 | 81.7725 | 4.1492 | W6x7 - 14 | 6 | Light Blue | LBL | 0 |  | 1.01-021 | 0.01% | 0% | 16 |  | 3 | 75.7725 | 78.7725
1.01 | 1.01-S5.R024 | 1.01-S5.R024.C | 1.01-S5.R024.C-LBL | 2995699.3274 | 13695892.7846 | Interior Array |  |  |  | 77.5578 | 77.5578 | 0.9175 | 81.7685 | 4.2107 | W6x7 - 14 | 6 | Light Blue | LBL | 0 |  | 1.01-021 | 0.01% | 0% | 16 |  | 3 | 75.7685 | 78.7685
1.01 | 1.01-S5.R024 | 1.01-S5.R024.D | 1.01-S5.R024.D-YEL | 2995699.3274 | 13695865.3063 | Interior Array |  |  |  | 78.0496 | 78.0496 | 0.4251 | 81.7645 | 3.7149 | W6x7 - 13 | 6 | Yellow | YEL | 0 |  | 1.01-021 | 0.01% | 0% | 16 |  | 3 | 75.7645 | 78.7645
1.01 | 1.01-S5.R024 | 1.01-S5.R024.E | 1.01-S5.R024.E-YEL | 2995699.3274 | 13695837.8277 | Interior Array |  |  |  | 77.7003 | 77.7003 | 0.7703 | 81.7605 | 4.0602 | W6x7 - 13 | 6 | Yellow | YEL | 0 |  | 1.01-021 | 0.01% | 0% | 16 |  | 3 | 75.7605 | 78.7605
1.01 | 1.01-S5.R024 | 1.01-S5.R024.F | 1.01-S5.R024.F-LBL | 2995699.3274 | 13695810.3494 | Interior Array |  |  |  | 77.6482 | 77.6482 | 0.8175 | 81.7565 | 4.1083 | W6x7 - 14 | 6 | Light Blue | LBL | 0 |  | 1.01-021 | 0.01% | 0% | 16 |  | 3 | 75.7565 | 78.7565
1.01 | 1.01-S5.R024 | 1.01-S5.R024.G | 1.01-S5.R024.G-DBL | 2995699.3274 | 13695783.5758 | Interior Motor |  |  |  | 77.7022 | 77.7022 | 0.7854 | 81.7527 | 4.0505 | W6x10.4 - 14 | 6 | Dark Blue | DBL | 0 |  | 1.01-021 | 0.01% | 0% | 16 |  | 3.25 | 75.7527 | 78.5027
1.01 | 1.01-S5.R024 | 1.01-S5.R024.H | 1.01-S5.R024.H-YEL | 2995699.3274 | 13695756.8022 | Interior Array |  |  |  | 78.0662 | 78.0662 | 0.4381 | 81.7488 | 3.6826 | W6x7 - 13 | 6 | Yellow | YEL | 0 |  | 1.01-021 | 0.01% | 0% | 16 |  | 3 | 75.7488 | 78.7488
1.01 | 1.01-S5.R024 | 1.01-S5.R024.I | 1.01-S5.R024.I-YEL | 2995699.3274 | 13695729.3239 | Interior Array |  |  |  | 78.2146 | 78.2146 | 0.2595 | 81.7448 | 3.5302 | W6x7 - 13 | 6 | Yellow | YEL | 0 |  | 1.01-021 | 0.01% | 0% | 16 |  | 3 | 75.7448 | 78.7448
1.01 | 1.01-S5.R024 | 1.01-S5.R024.J | 1.01-S5.R024.J-LBL | 2995699.3274 | 13695701.8456 | Interior Array |  |  |  | 77.6318 | 77.6318 | 0.821 | 81.7408 | 4.109 | W6x7 - 14 | 6 | Light Blue | LBL | 0 |  | 1.01-021 | 0.01% | 0% | 16 |  | 3 | 75.7408 | 78.7408
1.01 | 1.01-S5.R024 | 1.01-S5.R024.K | 1.01-S5.R024.K-LGR | 2995699.3274 | 13695674.3674 | Interior Edge Array |  |  |  | 77.7332 | 77.7332 | 0.7196 | 81.7368 | 4.0036 | W6x8.5 - 15 | 4.5 | Light Green | LGR | 0 |  | 1.01-021 | 0.01% | 0% | 16 |  | 3 | 77.2368 | 78.7368
1.01 | 1.01-S5.R024 | 1.01-S5.R024.L | 1.01-S5.R024.L-YEL | 2995699.3274 | 13695650.2549 | Interior Array |  |  |  | 77.7776 | 77.7776 | 0.6741 | 81.7333 | 3.9557 | W6x7 - 13 | 6 | Yellow | YEL | 0 |  | 1.01-021 | 0.01% | 0% | 16 |  | 3 | 75.7333 | 78.7333
1.01 | 1.01-S5.R025 | 1.01-S5.R025.A | 1.01-S5.R025.A-LBL | 2995719.3273 | 13695941.0089 | Interior Array |  |  |  | 77.6081 | 77.6081 | 0.8394 | 81.7755 | 4.1674 | W6x7 - 14 | 6 | Light Blue | LBL | 0 |  | 1.01-021 | 0.01% | 0% | 16 |  | 3 | 75.7755 | 78.7755
1.01 | 1.01-S5.R025 | 1.01-S5.R025.B | 1.01-S5.R025.B-LBL | 2995719.3273 | 13695920.2629 | Interior Array |  |  |  | 77.4572 | 77.4572 | 0.9922 | 81.7725 | 4.3153 | W6x7 - 14 | 6 | Light Blue | LBL | 0 |  | 1.01-021 | 0.01% | 0% | 16 |  | 3 | 75.7725 | 78.7725
1.01 | 1.01-S5.R025 | 1.01-S5.R025.C | 1.01-S5.R025.C-LBL | 2995719.3273 | 13695892.7846 | Interior Array |  |  |  | 77.544 | 77.544 | 0.9071 | 81.7685 | 4.2245 | W6x7 - 14 | 6 | Light Blue | LBL | 0 |  | 1.01-021 | 0.01% | 0% | 16 |  | 3 | 75.7685 | 78.7685
1.01 | 1.01-S5.R025 | 1.01-S5.R025.D | 1.01-S5.R025.D-YEL | 2995719.3273 | 13695865.3063 | Interior Array |  |  |  | 77.7746 | 77.7746 | 0.6761 | 81.7645 | 3.9899 | W6x7 - 13 | 6 | Yellow | YEL | 0 |  | 1.01-021 | 0.01% | 0% | 16 |  | 3 | 75.7645 | 78.7645
1.01 | 1.01-S5.R025 | 1.01-S5.R025.E | 1.01-S5.R025.E-YEL | 2995719.3273 | 13695837.8277 | Interior Array |  |  |  | 77.8181 | 77.8181 | 0.6285 | 81.7605 | 3.9424 | W6x7 - 13 | 6 | Yellow | YEL | 0 |  | 1.01-021 | 0.01% | 0% | 16 |  | 3 | 75.7605 | 78.7605
1.01 | 1.01-S5.R025 | 1.01-S5.R025.F | 1.01-S5.R025.F-LBL | 2995719.3273 | 13695810.3494 | Interior Array |  |  |  | 77.6948 | 77.6948 | 0.7469 | 81.7565 | 4.0617 | W6x7 - 14 | 6 | Light Blue | LBL | 0 |  | 1.01-021 | 0.01% | 0% | 16 |  | 3 | 75.7565 | 78.7565
1.01 | 1.01-S5.R025 | 1.01-S5.R025.G | 1.01-S5.R025.G-DBL | 2995719.3273 | 13695783.5758 | Interior Motor |  |  |  | 77.7979 | 77.7979 | 0.6529 | 81.7527 | 3.9548 | W6x10.4 - 14 | 6 | Dark Blue | DBL | 0 |  | 1.01-021 | 0.01% | 0% | 16 |  | 3.25 | 75.7527 | 78.5027
1.01 | 1.01-S5.R025 | 1.01-S5.R025.H | 1.01-S5.R025.H-YEL | 2995719.3273 | 13695756.8022 | Interior Array |  |  |  | 77.7623 | 77.7623 | 0.709 | 81.7488 | 3.9865 | W6x7 - 13 | 6 | Yellow | YEL | 0 |  | 1.01-021 | 0.01% | 0% | 16 |  | 3 | 75.7488 | 78.7488
1.01 | 1.01-S5.R025 | 1.01-S5.R025.I | 1.01-S5.R025.I-YEL | 2995719.3273 | 13695729.3239 | Interior Array |  |  |  | 77.7083 | 77.7083 | 0.7554 | 81.7448 | 4.0365 | W6x7 - 13 | 6 | Yellow | YEL | 0 |  | 1.01-021 | 0.01% | 0% | 16 |  | 3 | 75.7448 | 78.7448
1.01 | 1.01-S5.R025 | 1.01-S5.R025.J | 1.01-S5.R025.J-LBL | 2995719.3273 | 13695701.8456 | Interior Array |  |  |  | 77.6195 | 77.6195 | 0.8229 | 81.7408 | 4.1213 | W6x7 - 14 | 6 | Light Blue | LBL | 0 |  | 1.01-021 | 0.01% | 0% | 16 |  | 3 | 75.7408 | 78.7408
1.01 | 1.01-S5.R025 | 1.01-S5.R025.K | 1.01-S5.R025.K-LGR | 2995719.3273 | 13695674.3674 | Interior Edge Array |  |  |  | 77.6083 | 77.6083 | 0.835 | 81.7368 | 4.1285 | W6x8.5 - 15 | 4.5 | Light Green | LGR | 0 |  | 1.01-021 | 0.01% | 0% | 16 |  | 3 | 77.2368 | 78.7368
1.01 | 1.01-S5.R025 | 1.01-S5.R025.L | 1.01-S5.R025.L-LBL | 2995719.3273 | 13695650.2549 | Interior Array |  |  |  | 77.4548 | 77.4548 | 0.9893 | 81.7333 | 4.2785 | W6x7 - 14 | 6 | Light Blue | LBL | 0 |  | 1.01-021 | 0.01% | 0% | 16 |  | 3 | 75.7333 | 78.7333
1.01 | 1.01-S5.R026 | 1.01-S5.R026.A | 1.01-S5.R026.A-LBL | 2995739.3273 | 13695941.0089 | Interior Array |  |  |  | 77.4662 | 77.4662 | 0.9589 | 81.7755 | 4.3093 | W6x7 - 14 | 6 | Light Blue | LBL | 0 |  | 1.01-021 | 0.01% | 0% | 16 |  | 3 | 75.7755 | 78.7755
1.01 | 1.01-S5.R026 | 1.01-S5.R026.B | 1.01-S5.R026.B-LBL | 2995739.3273 | 13695920.2629 | Interior Array |  |  |  | 77.4973 | 77.4973 | 0.9269 | 81.7725 | 4.2752 | W6x7 - 14 | 6 | Light Blue | LBL | 0 |  | 1.01-021 | 0.01% | 0% | 16 |  | 3 | 75.7725 | 78.7725
1.01 | 1.01-S5.R026 | 1.01-S5.R026.C | 1.01-S5.R026.C-LBL | 2995739.3273 | 13695892.7846 | Interior Array |  |  |  | 77.7462 | 77.7462 | 0.6797 | 81.7685 | 4.0223 | W6x7 - 14 | 6 | Light Blue | LBL | 0 |  | 1.01-021 | 0.01% | 0% | 16 |  | 3 | 75.7685 | 78.7685
1.01 | 1.01-S5.R026 | 1.01-S5.R026.D | 1.01-S5.R026.D-YEL | 2995739.3273 | 13695865.3063 | Interior Array |  |  |  | 77.9344 | 77.9344 | 0.4923 | 81.7645 | 3.8301 | W6x7 - 13 | 6 | Yellow | YEL | 0 |  | 1.01-021 | 0.01% | 0% | 16 |  | 3 | 75.7645 | 78.7645
1.01 | 1.01-S5.R026 | 1.01-S5.R026.E | 1.01-S5.R026.E-YEL | 2995739.3273 | 13695837.8277 | Interior Array |  |  |  | 77.9245 | 77.9245 | 0.4981 | 81.7605 | 3.836 | W6x7 - 13 | 6 | Yellow | YEL | 0 |  | 1.01-021 | 0.01% | 0% | 16 |  | 3 | 75.7605 | 78.7605
1.01 | 1.01-S5.R026 | 1.01-S5.R026.F | 1.01-S5.R026.F-YEL | 2995739.3273 | 13695810.3494 | Interior Array |  |  |  | 77.7569 | 77.7569 | 0.6608 | 81.7565 | 3.9996 | W6x7 - 13 | 6 | Yellow | YEL | 0 |  | 1.01-021 | 0.01% | 0% | 16 |  | 3 | 75.7565 | 78.7565
1.01 | 1.01-S5.R026 | 1.01-S5.R026.G | 1.01-S5.R026.G-DBL | 2995739.3273 | 13695783.5758 | Interior Motor |  |  |  | 77.7722 | 77.7722 | 0.6507 | 81.7527 | 3.9805 | W6x10.4 - 14 | 6 | Dark Blue | DBL | 0 |  | 1.01-021 | 0.01% | 0% | 16 |  | 3.25 | 75.7527 | 78.5027
1.01 | 1.01-S5.R026 | 1.01-S5.R026.H | 1.01-S5.R026.H-YEL | 2995739.3273 | 13695756.8022 | Interior Array |  |  |  | 77.6361 | 77.6361 | 0.7984 | 81.7488 | 4.1127 | W6x7 - 13 | 6 | Yellow | YEL | 0 |  | 1.01-021 | 0.01% | 0% | 16 |  | 3 | 75.7488 | 78.7488
1.01 | 1.01-S5.R026 | 1.01-S5.R026.I | 1.01-S5.R026.I-LBL | 2995739.3273 | 13695729.3239 | Interior Array |  |  |  | 77.6096 | 77.6096 | 0.8311 | 81.7448 | 4.1352 | W6x7 - 14 | 6 | Light Blue | LBL | 0 |  | 1.01-021 | 0.01% | 0% | 16 |  | 3 | 75.7448 | 78.7448
1.01 | 1.01-S5.R026 | 1.01-S5.R026.J | 1.01-S5.R026.J-YEL | 2995739.3273 | 13695701.8456 | Interior Array |  |  |  | 77.6789 | 77.6789 | 0.7531 | 81.7408 | 4.0619 | W6x7 - 13 | 6 | Yellow | YEL | 0 |  | 1.01-021 | 0.01% | 0% | 16 |  | 3 | 75.7408 | 78.7408
1.01 | 1.01-S5.R026 | 1.01-S5.R026.K | 1.01-S5.R026.K-LGR | 2995739.3273 | 13695674.3674 | Interior Edge Array |  |  |  | 77.5394 | 77.5394 | 0.8963 | 81.7368 | 4.1974 | W6x8.5 - 15 | 4.5 | Light Green | LGR | 0 |  | 1.01-021 | 0.01% | 0% | 16 |  | 3 | 77.2368 | 78.7368
1.01 | 1.01-S5.R026 | 1.01-S5.R026.L | 1.01-S5.R026.L-LBL | 2995739.3273 | 13695650.2549 | Interior Array |  |  |  | 77.3898 | 77.3898 | 1.0466 | 81.7333 | 4.3435 | W6x7 - 14 | 6 | Light Blue | LBL | 0 |  | 1.01-021 | 0.01% | 0% | 16 |  | 3 | 75.7333 | 78.7333
1.01 | 1.01-S5.R027 | 1.01-S5.R027.A | 1.01-S5.R027.A-LBL | 2995759.3272 | 13695941.0089 | Interior Array |  |  |  | 77.6015 | 77.6015 | 0.7981 | 81.7755 | 4.174 | W6x7 - 14 | 6 | Light Blue | LBL | 0 |  | 1.01-021 | 0.01% | 0% | 16 |  | 3 | 75.7755 | 78.7755
1.01 | 1.01-S5.R027 | 1.01-S5.R027.B | 1.01-S5.R027.B-LBL | 2995759.3272 | 13695920.2629 | Interior Array |  |  |  | 77.5069 | 77.5069 | 0.8918 | 81.7725 | 4.2656 | W6x7 - 14 | 6 | Light Blue | LBL | 0 |  | 1.01-021 | 0.01% | 0% | 16 |  | 3 | 75.7725 | 78.7725
1.01 | 1.01-S5.R027 | 1.01-S5.R027.C | 1.01-S5.R027.C-LBL | 2995759.3272 | 13695892.7846 | Interior Array |  |  |  | 77.6851 | 77.6851 | 0.7148 | 81.7685 | 4.0834 | W6x7 - 14 | 6 | Light Blue | LBL | 0 |  | 1.01-021 | 0.01% | 0% | 16 |  | 3 | 75.7685 | 78.7685
1.01 | 1.01-S5.R027 | 1.01-S5.R027.D | 1.01-S5.R027.D-YEL | 2995759.3272 | 13695865.3063 | Interior Array |  |  |  | 78.0817 | 78.0817 | 0.3192 | 81.7645 | 3.6828 | W6x7 - 13 | 6 | Yellow | YEL | 0 |  | 1.01-021 | 0.01% | 0% | 16 |  | 3 | 75.7645 | 78.7645
1.01 | 1.01-S5.R027 | 1.01-S5.R027.E | 1.01-S5.R027.E-YEL | 2995759.3272 | 13695837.8277 | Interior Array |  |  |  | 77.9959 | 77.9959 | 0.4095 | 81.7605 | 3.7646 | W6x7 - 13 | 6 | Yellow | YEL | 0 |  | 1.01-021 | 0.01% | 0% | 16 |  | 3 | 75.7605 | 78.7605
1.01 | 1.01-S5.R027 | 1.01-S5.R027.F | 1.01-S5.R027.F-LBL | 2995759.3272 | 13695810.3494 | Interior Array |  |  |  | 77.7177 | 77.7177 | 0.6828 | 81.7565 | 4.0388 | W6x7 - 14 | 6 | Light Blue | LBL | 0 |  | 1.01-021 | 0.01% | 0% | 16 |  | 3 | 75.7565 | 78.7565
1.01 | 1.01-S5.R027 | 1.01-S5.R027.G | 1.01-S5.R027.G-DBL | 2995759.3272 | 13695783.5758 | Interior Motor |  |  |  | 77.6515 | 77.6515 | 0.7557 | 81.7527 | 4.1012 | W6x10.4 - 14 | 6 | Dark Blue | DBL | 0 |  | 1.01-021 | 0.01% | 0% | 16 |  | 3.25 | 75.7527 | 78.5027
1.01 | 1.01-S5.R027 | 1.01-S5.R027.H | 1.01-S5.R027.H-YEL | 2995759.3272 | 13695756.8022 | Interior Array |  |  |  | 77.767 | 77.767 | 0.6452 | 81.7488 | 3.9818 | W6x7 - 13 | 6 | Yellow | YEL | 0 |  | 1.01-021 | 0.01% | 0% | 16 |  | 3 | 75.7488 | 78.7488
1.01 | 1.01-S5.R027 | 1.01-S5.R027.I | 1.01-S5.R027.I-YEL | 2995759.3272 | 13695729.3239 | Interior Array |  |  |  | 77.7501 | 77.7501 | 0.6672 | 81.7448 | 3.9947 | W6x7 - 13 | 6 | Yellow | YEL | 0 |  | 1.01-021 | 0.01% | 0% | 16 |  | 3 | 75.7448 | 78.7448
1.01 | 1.01-S5.R027 | 1.01-S5.R027.J | 1.01-S5.R027.J-YEL | 2995759.3272 | 13695701.8456 | Interior Array |  |  |  | 77.704 | 77.704 | 0.7186 | 81.7408 | 4.0368 | W6x7 - 13 | 6 | Yellow | YEL | 0 |  | 1.01-021 | 0.01% | 0% | 16 |  | 3 | 75.7408 | 78.7408
1.01 | 1.01-S5.R027 | 1.01-S5.R027.K | 1.01-S5.R027.K-LGR | 2995759.3272 | 13695674.3674 | Interior Edge Array |  |  |  | 77.6403 | 77.6403 | 0.786 | 81.7368 | 4.0965 | W6x8.5 - 15 | 4.5 | Light Green | LGR | 0 |  | 1.01-021 | 0.01% | 0% | 16 |  | 3 | 77.2368 | 78.7368
1.01 | 1.01-S5.R027 | 1.01-S5.R027.L | 1.01-S5.R027.L-LBL | 2995759.3272 | 13695650.2549 | Interior Array |  |  |  | 77.3524 | 77.3524 | 1.079 | 81.7333 | 4.3809 | W6x7 - 14 | 6 | Light Blue | LBL | 0 |  | 1.01-021 | 0.01% | 0% | 16 |  | 3 | 75.7333 | 78.7333
1.01 | 1.01-S5.R028 | 1.01-S5.R028.A | 1.01-S5.R028.A-LBL | 2995779.3272 | 13695941.0089 | Interior Array |  |  |  | 77.6693 | 77.6693 | 0.7016 | 81.7755 | 4.1062 | W6x7 - 14 | 6 | Light Blue | LBL | 0 |  | 1.01-021 | 0.01% | 0% | 16 |  | 3 | 75.7755 | 78.7755
1.01 | 1.01-S5.R028 | 1.01-S5.R028.B | 1.01-S5.R028.B-LBL | 2995779.3272 | 13695920.2629 | Interior Array |  |  |  | 77.5146 | 77.5146 | 0.8557 | 81.7725 | 4.2579 | W6x7 - 14 | 6 | Light Blue | LBL | 0 |  | 1.01-021 | 0.01% | 0% | 16 |  | 3 | 75.7725 | 78.7725
1.01 | 1.01-S5.R028 | 1.01-S5.R028.C | 1.01-S5.R028.C-LBL | 2995779.3272 | 13695892.7846 | Interior Array |  |  |  | 77.5794 | 77.5794 | 0.7926 | 81.7685 | 4.1891 | W6x7 - 14 | 6 | Light Blue | LBL | 0 |  | 1.01-021 | 0.01% | 0% | 16 |  | 3 | 75.7685 | 78.7685
1.01 | 1.01-S5.R028 | 1.01-S5.R028.D | 1.01-S5.R028.D-YEL | 2995779.3272 | 13695865.3063 | Interior Array |  |  |  | 77.9573 | 77.9573 | 0.4168 | 81.7645 | 3.8072 | W6x7 - 13 | 6 | Yellow | YEL | 0 |  | 1.01-021 | 0.01% | 0% | 16 |  | 3 | 75.7645 | 78.7645
1.01 | 1.01-S5.R028 | 1.01-S5.R028.E | 1.01-S5.R028.E-YEL | 2995779.3272 | 13695837.8277 | Interior Array |  |  |  | 77.841 | 77.841 | 0.5471 | 81.7605 | 3.9195 | W6x7 - 13 | 6 | Yellow | YEL | 0 |  | 1.01-021 | 0.01% | 0% | 16 |  | 3 | 75.7605 | 78.7605
1.01 | 1.01-S5.R028 | 1.01-S5.R028.F | 1.01-S5.R028.F-YEL | 2995779.3272 | 13695810.3494 | Interior Array |  |  |  | 77.7387 | 77.7387 | 0.651 | 81.7565 | 4.0178 | W6x7 - 13 | 6 | Yellow | YEL | 0 |  | 1.01-021 | 0.01% | 0% | 16 |  | 3 | 75.7565 | 78.7565
1.01 | 1.01-S5.R028 | 1.01-S5.R028.G | 1.01-S5.R028.G-DBL | 2995779.3272 | 13695783.5758 | Interior Motor |  |  |  | 77.6767 | 77.6767 | 0.7219 | 81.7527 | 4.076 | W6x10.4 - 14 | 6 | Dark Blue | DBL | 0 |  | 1.01-021 | 0.01% | 0% | 16 |  | 3.25 | 75.7527 | 78.5027
1.01 | 1.01-S5.R028 | 1.01-S5.R028.H | 1.01-S5.R028.H-YEL | 2995779.3272 | 13695756.8022 | Interior Array |  |  |  | 77.9646 | 77.9646 | 0.4396 | 81.7488 | 3.7842 | W6x7 - 13 | 6 | Yellow | YEL | 0 |  | 1.01-021 | 0.01% | 0% | 16 |  | 3 | 75.7488 | 78.7488
1.01 | 1.01-S5.R028 | 1.01-S5.R028.I | 1.01-S5.R028.I-YEL | 2995779.3272 | 13695729.3239 | Interior Array |  |  |  | 77.7999 | 77.7999 | 0.6071 | 81.7448 | 3.9449 | W6x7 - 13 | 6 | Yellow | YEL | 0 |  | 1.01-021 | 0.01% | 0% | 16 |  | 3 | 75.7448 | 78.7448
1.01 | 1.01-S5.R028 | 1.01-S5.R028.J | 1.01-S5.R028.J-LBL | 2995779.3272 | 13695701.8456 | Interior Array |  |  |  | 77.6772 | 77.6772 | 0.735 | 81.7408 | 4.0636 | W6x7 - 14 | 6 | Light Blue | LBL | 0 |  | 1.01-021 | 0.01% | 0% | 16 |  | 3 | 75.7408 | 78.7408
1.01 | 1.01-S5.R028 | 1.01-S5.R028.K | 1.01-S5.R028.K-LGR | 2995779.3272 | 13695674.3674 | Interior Edge Array |  |  |  | 77.6771 | 77.6771 | 0.7385 | 81.7368 | 4.0597 | W6x8.5 - 15 | 4.5 | Light Green | LGR | 0 |  | 1.01-021 | 0.01% | 0% | 16 |  | 3 | 77.2368 | 78.7368
1.01 | 1.01-S5.R028 | 1.01-S5.R028.L | 1.01-S5.R028.L-LBL | 2995779.3272 | 13695650.2549 | Interior Array |  |  |  | 77.3965 | 77.3965 | 1.0242 | 81.7333 | 4.3368 | W6x7 - 14 | 6 | Light Blue | LBL | 0 |  | 1.01-021 | 0.01% | 0% | 16 |  | 3 | 75.7333 | 78.7333
1.01 | 1.01-S5.R029 | 1.01-S5.R029.A | 1.01-S5.R029.A-LBL | 2995799.3272 | 13695941.0089 | Interior Array |  |  |  | 77.6845 | 77.6845 | 0.6577 | 81.7755 | 4.091 | W6x7 - 14 | 6 | Light Blue | LBL | 0 |  | 1.01-021 | 0.01% | 0% | 16 |  | 3 | 75.7755 | 78.7755
1.01 | 1.01-S5.R029 | 1.01-S5.R029.B | 1.01-S5.R029.B-LBL | 2995799.3272 | 13695920.2629 | Interior Array |  |  |  | 77.5899 | 77.5899 | 0.7519 | 81.7725 | 4.1826 | W6x7 - 14 | 6 | Light Blue | LBL | 0 |  | 1.01-021 | 0.01% | 0% | 16 |  | 3 | 75.7725 | 78.7725
1.01 | 1.01-S5.R029 | 1.01-S5.R029.C | 1.01-S5.R029.C-LBL | 2995799.3272 | 13695892.7846 | Interior Array |  |  |  | 77.6352 | 77.6352 | 0.7084 | 81.7685 | 4.1333 | W6x7 - 14 | 6 | Light Blue | LBL | 0 |  | 1.01-021 | 0.01% | 0% | 16 |  | 3 | 75.7685 | 78.7685
1.01 | 1.01-S5.R029 | 1.01-S5.R029.D | 1.01-S5.R029.D-LBL | 2995799.3272 | 13695865.3063 | Interior Array |  |  |  | 77.7109 | 77.7109 | 0.636 | 81.7645 | 4.0536 | W6x7 - 14 | 6 | Light Blue | LBL | 0 |  | 1.01-021 | 0.01% | 0% | 16 |  | 3 | 75.7645 | 78.7645
1.01 | 1.01-S5.R029 | 1.01-S5.R029.E | 1.01-S5.R029.E-LBL | 2995799.3272 | 13695837.8277 | Interior Array |  |  |  | 77.7267 | 77.7267 | 0.6347 | 81.7605 | 4.0338 | W6x7 - 14 | 6 | Light Blue | LBL | 0 |  | 1.01-021 | 0.01% | 0% | 16 |  | 3 | 75.7605 | 78.7605
1.01 | 1.01-S5.R029 | 1.01-S5.R029.F | 1.01-S5.R029.F-LBL | 2995799.3272 | 13695810.3494 | Interior Array |  |  |  | 77.6116 | 77.6116 | 0.7669 | 81.7565 | 4.1449 | W6x7 - 14 | 6 | Light Blue | LBL | 0 |  | 1.01-021 | 0.01% | 0% | 16 |  | 3 | 75.7565 | 78.7565
1.01 | 1.01-S5.R029 | 1.01-S5.R029.G | 1.01-S5.R029.G-DBL | 2995799.3272 | 13695783.5758 | Interior Motor |  |  |  | 77.9263 | 77.9263 | 0.4614 | 81.7527 | 3.8264 | W6x10.4 - 14 | 6 | Dark Blue | DBL | 0 |  | 1.01-021 | 0.01% | 0% | 16 |  | 3.25 | 75.7527 | 78.5027
1.01 | 1.01-S5.R029 | 1.01-S5.R029.H | 1.01-S5.R029.H-YEL | 2995799.3272 | 13695756.8022 | Interior Array |  |  |  | 78.0336 | 78.0336 | 0.3624 | 81.7488 | 3.7152 | W6x7 - 13 | 6 | Yellow | YEL | 0 |  | 1.01-021 | 0.01% | 0% | 16 |  | 3 | 75.7488 | 78.7488
1.01 | 1.01-S5.R029 | 1.01-S5.R029.I | 1.01-S5.R029.I-LBL | 2995799.3272 | 13695729.3239 | Interior Array |  |  |  | 77.6746 | 77.6746 | 0.7241 | 81.7448 | 4.0702 | W6x7 - 14 | 6 | Light Blue | LBL | 0 |  | 1.01-021 | 0.01% | 0% | 16 |  | 3 | 75.7448 | 78.7448
1.01 | 1.01-S5.R029 | 1.01-S5.R029.J | 1.01-S5.R029.J-LBL | 2995799.3272 | 13695701.8456 | Interior Array |  |  |  | 77.6292 | 77.6292 | 0.7725 | 81.7408 | 4.1116 | W6x7 - 14 | 6 | Light Blue | LBL | 0 |  | 1.01-021 | 0.01% | 0% | 16 |  | 3 | 75.7408 | 78.7408
1.01 | 1.01-S5.R029 | 1.01-S5.R029.K | 1.01-S5.R029.K-LGR | 2995799.3272 | 13695674.3674 | Interior Edge Array |  |  |  | 77.9141 | 77.9141 | 0.4909 | 81.7368 | 3.8227 | W6x8.5 - 15 | 4.5 | Light Green | LGR | 0 |  | 1.01-021 | 0.01% | 0% | 16 |  | 3 | 77.2368 | 78.7368
1.01 | 1.01-S5.R029 | 1.01-S5.R029.L | 1.01-S5.R029.L-YEL | 2995799.3272 | 13695650.2549 | Interior Array |  |  |  | 78.0822 | 78.0822 | 0.3276 | 81.7333 | 3.6511 | W6x7 - 13 | 6 | Yellow | YEL | 0 |  | 1.01-021 | 0.01% | 0% | 16 |  | 3 | 75.7333 | 78.7333
1.01 | 1.01-S5.R030 | 1.01-S5.R030.A | 1.01-S5.R030.A-LBL | 2995819.3271 | 13695941.0089 | Interior Array |  |  |  | 77.477 | 77.477 | 0.8378 | 81.7755 | 4.2985 | W6x7 - 14 | 6 | Light Blue | LBL | 0 |  | 1.01-021 | 0.01% | 0% | 16 |  | 3 | 75.7755 | 78.7755
1.01 | 1.01-S5.R030 | 1.01-S5.R030.B | 1.01-S5.R030.B-LBL | 2995819.3271 | 13695920.2629 | Interior Array |  |  |  | 77.6017 | 77.6017 | 0.7129 | 81.7725 | 4.1708 | W6x7 - 14 | 6 | Light Blue | LBL | 0 |  | 1.01-021 | 0.01% | 0% | 16 |  | 3 | 75.7725 | 78.7725
1.01 | 1.01-S5.R030 | 1.01-S5.R030.C | 1.01-S5.R030.C-LBL | 2995819.3271 | 13695892.7846 | Interior Array |  |  |  | 77.6535 | 77.6535 | 0.6622 | 81.7685 | 4.115 | W6x7 - 14 | 6 | Light Blue | LBL | 0 |  | 1.01-021 | 0.01% | 0% | 16 |  | 3 | 75.7685 | 78.7685
1.01 | 1.01-S5.R030 | 1.01-S5.R030.D | 1.01-S5.R030.D-LBL | 2995819.3271 | 13695865.3063 | Interior Array |  |  |  | 77.7142 | 77.7142 | 0.6047 | 81.7645 | 4.0503 | W6x7 - 14 | 6 | Light Blue | LBL | 0 |  | 1.01-021 | 0.01% | 0% | 16 |  | 3 | 75.7645 | 78.7645
1.01 | 1.01-S5.R030 | 1.01-S5.R030.E | 1.01-S5.R030.E-LBL | 2995819.3271 | 13695837.8277 | Interior Array |  |  |  | 77.6653 | 77.6653 | 0.6769 | 81.7605 | 4.0952 | W6x7 - 14 | 6 | Light Blue | LBL | 0 |  | 1.01-021 | 0.01% | 0% | 16 |  | 3 | 75.7605 | 78.7605
1.01 | 1.01-S5.R030 | 1.01-S5.R030.F | 1.01-S5.R030.F-YEL | 2995819.3271 | 13695810.3494 | Interior Array |  |  |  | 77.7075 | 77.7075 | 0.6518 | 81.7565 | 4.049 | W6x7 - 13 | 6 | Yellow | YEL | 0 |  | 1.01-021 | 0.01% | 0% | 16 |  | 3 | 75.7565 | 78.7565
1.01 | 1.01-S5.R030 | 1.01-S5.R030.G | 1.01-S5.R030.G-DBL | 2995819.3271 | 13695783.5758 | Interior Motor |  |  |  | 77.8745 | 77.8745 | 0.4936 | 81.7527 | 3.8782 | W6x10.4 - 14 | 6 | Dark Blue | DBL | 0 |  | 1.01-021 | 0.01% | 0% | 16 |  | 3.25 | 75.7527 | 78.5027
1.01 | 1.01-S5.R030 | 1.01-S5.R030.H | 1.01-S5.R030.H-YEL | 2995819.3271 | 13695756.8022 | Interior Array |  |  |  | 77.7543 | 77.7543 | 0.6221 | 81.7488 | 3.9945 | W6x7 - 13 | 6 | Yellow | YEL | 0 |  | 1.01-021 | 0.01% | 0% | 16 |  | 3 | 75.7488 | 78.7488
1.01 | 1.01-S5.R030 | 1.01-S5.R030.I | 1.01-S5.R030.I-LBL | 2995819.3271 | 13695729.3239 | Interior Array |  |  |  | 77.6835 | 77.6835 | 0.6956 | 81.7448 | 4.0613 | W6x7 - 14 | 6 | Light Blue | LBL | 0 |  | 1.01-021 | 0.01% | 0% | 16 |  | 3 | 75.7448 | 78.7448
1.01 | 1.01-S5.R030 | 1.01-S5.R030.J | 1.01-S5.R030.J-LBL | 2995819.3271 | 13695701.8456 | Interior Array |  |  |  | 77.6452 | 77.6452 | 0.7373 | 81.7408 | 4.0956 | W6x7 - 14 | 6 | Light Blue | LBL | 0 |  | 1.01-021 | 0.01% | 0% | 16 |  | 3 | 75.7408 | 78.7408
1.01 | 1.01-S5.R030 | 1.01-S5.R030.K | 1.01-S5.R030.K-LGR | 2995819.3271 | 13695674.3674 | Interior Edge Array |  |  |  | 78.1233 | 78.1233 | 0.2633 | 81.7368 | 3.6135 | W6x8.5 - 15 | 4.5 | Light Green | LGR | 0 |  | 1.01-021 | 0.01% | 0% | 16 |  | 3 | 77.2368 | 78.7368
1.01 | 1.01-S5.R030 | 1.01-S5.R030.L | 1.01-S5.R030.L-YEL | 2995819.3271 | 13695650.2549 | Interior Array |  |  |  | 78.4768 | 78.4768 | -0.0848 | 81.7333 | 3.2565 | W6x7 - 13 | 6 | Yellow | YEL | 0 |  | 1.01-021 | 0.01% | 0% | 16 |  | 3 | 75.7333 | 78.7333
1.01 | 1.01-S5.R031 | 1.01-S5.R031.A | 1.01-S5.R031.A-LBL | 2995839.3271 | 13695941.0089 | Interior Array |  |  |  | 77.4894 | 77.4894 | 0.7962 | 81.7755 | 4.2861 | W6x7 - 14 | 6 | Light Blue | LBL | 0 |  | 1.01-021 | 0.01% | 0% | 16 |  | 3 | 75.7755 | 78.7755
1.01 | 1.01-S5.R031 | 1.01-S5.R031.B | 1.01-S5.R031.B-LBL | 2995839.3271 | 13695920.2629 | Interior Array |  |  |  | 77.4948 | 77.4948 | 0.7925 | 81.7725 | 4.2777 | W6x7 - 14 | 6 | Light Blue | LBL | 0 |  | 1.01-021 | 0.01% | 0% | 16 |  | 3 | 75.7725 | 78.7725
1.01 | 1.01-S5.R031 | 1.01-S5.R031.C | 1.01-S5.R031.C-LBL | 2995839.3271 | 13695892.7846 | Interior Array |  |  |  | 77.5285 | 77.5285 | 0.76 | 81.7685 | 4.24 | W6x7 - 14 | 6 | Light Blue | LBL | 0 |  | 1.01-021 | 0.01% | 0% | 16 |  | 3 | 75.7685 | 78.7685
1.01 | 1.01-S5.R031 | 1.01-S5.R031.D | 1.01-S5.R031.D-LBL | 2995839.3271 | 13695865.3063 | Interior Array |  |  |  | 77.6424 | 77.6424 | 0.6485 | 81.7645 | 4.1221 | W6x7 - 14 | 6 | Light Blue | LBL | 0 |  | 1.01-021 | 0.01% | 0% | 16 |  | 3 | 75.7645 | 78.7645
1.01 | 1.01-S5.R031 | 1.01-S5.R031.E | 1.01-S5.R031.E-LBL | 2995839.3271 | 13695837.8277 | Interior Array |  |  |  | 77.5487 | 77.5487 | 0.7663 | 81.7605 | 4.2118 | W6x7 - 14 | 6 | Light Blue | LBL | 0 |  | 1.01-021 | 0.01% | 0% | 16 |  | 3 | 75.7605 | 78.7605
1.01 | 1.01-S5.R031 | 1.01-S5.R031.F | 1.01-S5.R031.F-YEL | 2995839.3271 | 13695810.3494 | Interior Array |  |  |  | 77.652 | 77.652 | 0.688 | 81.7565 | 4.1045 | W6x7 - 13 | 6 | Yellow | YEL | 0 |  | 1.01-021 | 0.01% | 0% | 16 |  | 3 | 75.7565 | 78.7565
1.01 | 1.01-S5.R031 | 1.01-S5.R031.G | 1.01-S5.R031.G-DBL | 2995839.3271 | 13695783.5758 | Interior Motor |  |  |  | 78.3081 | 78.3081 | 0.0406 | 81.7527 | 3.4446 | W6x10.4 - 14 | 6 | Dark Blue | DBL | 0 |  | 1.01-021 | 0.01% | 0% | 16 |  | 3.25 | 75.7527 | 78.5027
1.01 | 1.01-S5.R031 | 1.01-S5.R031.H | 1.01-S5.R031.H-LBL | 2995839.3271 | 13695756.8022 | Interior Array |  |  |  | 77.6098 | 77.6098 | 0.747 | 81.7488 | 4.139 | W6x7 - 14 | 6 | Light Blue | LBL | 0 |  | 1.01-021 | 0.01% | 0% | 16 |  | 3 | 75.7488 | 78.7488
1.01 | 1.01-S5.R031 | 1.01-S5.R031.I | 1.01-S5.R031.I-YEL | 2995839.3271 | 13695729.3239 | Interior Array |  |  |  | 77.7241 | 77.7241 | 0.6354 | 81.7448 | 4.0207 | W6x7 - 13 | 6 | Yellow | YEL | 0 |  | 1.01-021 | 0.01% | 0% | 16 |  | 3 | 75.7448 | 78.7448
1.01 | 1.01-S5.R031 | 1.01-S5.R031.J | 1.01-S5.R031.J-LBL | 2995839.3271 | 13695701.8456 | Interior Array |  |  |  | 77.5797 | 77.5797 | 0.7832 | 81.7408 | 4.1611 | W6x7 - 14 | 6 | Light Blue | LBL | 0 |  | 1.01-021 | 0.01% | 0% | 16 |  | 3 | 75.7408 | 78.7408
1.01 | 1.01-S5.R031 | 1.01-S5.R031.K | 1.01-S5.R031.K-LGR | 2995839.3271 | 13695674.3674 | Interior Edge Array |  |  |  | 77.6259 | 77.6259 | 0.742 | 81.7368 | 4.1109 | W6x8.5 - 15 | 4.5 | Light Green | LGR | 0 |  | 1.01-021 | 0.01% | 0% | 16 |  | 3 | 77.2368 | 78.7368
1.01 | 1.01-S5.R031 | 1.01-S5.R031.L | 1.01-S5.R031.L-YEL | 2995839.3271 | 13695650.2549 | Interior Array |  |  |  | 77.6621 | 77.6621 | 0.7067 | 81.7333 | 4.0712 | W6x7 - 13 | 6 | Yellow | YEL | 0 |  | 1.01-021 | 0.01% | 0% | 16 |  | 3 | 75.7333 | 78.7333
1.01 | 1.01-S5.R032 | 1.01-S5.R032.A | 1.01-S5.R032.A-LBL | 2995859.3274 | 13695941.0089 | Interior Array |  |  |  | 77.4332 | 77.4332 | 0.7596 | 81.7755 | 4.3423 | W6x7 - 14 | 6 | Light Blue | LBL | 0 |  | 1.01-021 | 0.01% | 0% | 16 |  | 3 | 75.7755 | 78.7755
1.01 | 1.01-S5.R032 | 1.01-S5.R032.B | 1.01-S5.R032.B-LBL | 2995859.3274 | 13695920.2629 | Interior Array |  |  |  | 77.4906 | 77.4906 | 0.7586 | 81.7725 | 4.2819 | W6x7 - 14 | 6 | Light Blue | LBL | 0 |  | 1.01-021 | 0.01% | 0% | 16 |  | 3 | 75.7725 | 78.7725
1.01 | 1.01-S5.R032 | 1.01-S5.R032.C | 1.01-S5.R032.C-LBL | 2995859.3274 | 13695892.7846 | Interior Array |  |  |  | 77.4337 | 77.4337 | 0.7812 | 81.7685 | 4.3348 | W6x7 - 14 | 6 | Light Blue | LBL | 0 |  | 1.01-021 | 0.01% | 0% | 16 |  | 3 | 75.7685 | 78.7685
1.01 | 1.01-S5.R032 | 1.01-S5.R032.D | 1.01-S5.R032.D-LBL | 2995859.3274 | 13695865.3063 | Interior Array |  |  |  | 77.4774 | 77.4774 | 0.6926 | 81.7645 | 4.2871 | W6x7 - 14 | 6 | Light Blue | LBL | 0 |  | 1.01-021 | 0.01% | 0% | 16 |  | 3 | 75.7645 | 78.7645
1.01 | 1.01-S5.R032 | 1.01-S5.R032.E | 1.01-S5.R032.E-LBL | 2995859.3274 | 13695837.8277 | Interior Array |  |  |  | 77.559 | 77.559 | 0.7501 | 81.7605 | 4.2015 | W6x7 - 14 | 6 | Light Blue | LBL | 0 |  | 1.01-021 | 0.01% | 0% | 16 |  | 3 | 75.7605 | 78.7605
1.01 | 1.01-S5.R032 | 1.01-S5.R032.F | 1.01-S5.R032.F-YEL | 2995859.3274 | 13695810.3494 | Interior Array |  |  |  | 77.7463 | 77.7463 | 0.551 | 81.7565 | 4.0102 | W6x7 - 13 | 6 | Yellow | YEL | 0 |  | 1.01-021 | 0.01% | 0% | 16 |  | 3 | 75.7565 | 78.7565
1.01 | 1.01-S5.R032 | 1.01-S5.R032.G | 1.01-S5.R032.G-DBL | 2995859.3274 | 13695783.5758 | Interior Motor |  |  |  | 78.0827 | 78.0827 | 0.1646 | 81.7527 | 3.67 | W6x10.4 - 14 | 6 | Dark Blue | DBL | 0 |  | 1.01-021 | 0.01% | 0% | 16 |  | 3.25 | 75.7527 | 78.5027
1.01 | 1.01-S5.R032 | 1.01-S5.R032.H | 1.01-S5.R032.H-YEL | 2995859.3274 | 13695756.8022 | Interior Array |  |  |  | 77.7835 | 77.7835 | 0.5481 | 81.7488 | 3.9653 | W6x7 - 13 | 6 | Yellow | YEL | 0 |  | 1.01-021 | 0.01% | 0% | 16 |  | 3 | 75.7488 | 78.7488
1.01 | 1.01-S5.R032 | 1.01-S5.R032.I | 1.01-S5.R032.I-YEL | 2995859.3274 | 13695729.3239 | Interior Array |  |  |  | 77.9003 | 77.9003 | 0.4486 | 81.7448 | 3.8445 | W6x7 - 13 | 6 | Yellow | YEL | 0 |  | 1.01-021 | 0.01% | 0% | 16 |  | 3 | 75.7448 | 78.7448
1.01 | 1.01-S5.R032 | 1.01-S5.R032.J | 1.01-S5.R032.J-LBL | 2995859.3274 | 13695701.8456 | Interior Array |  |  |  | 77.6802 | 77.6802 | 0.6389 | 81.7408 | 4.0606 | W6x7 - 14 | 6 | Light Blue | LBL | 0 |  | 1.01-021 | 0.01% | 0% | 16 |  | 3 | 75.7408 | 78.7408
1.01 | 1.01-S5.R032 | 1.01-S5.R032.K | 1.01-S5.R032.K-LGR | 2995859.3274 | 13695674.3674 | Interior Edge Array |  |  |  | 77.3738 | 77.3738 | 0.7659 | 81.7368 | 4.363 | W6x8.5 - 15 | 4.5 | Light Green | LGR | 0 |  | 1.01-021 | 0.01% | 0% | 16 |  | 3 | 77.2368 | 78.7368
1.01 | 1.01-S5.R032 | 1.01-S5.R032.L | 1.01-S5.R032.L-LBL | 2995859.3274 | 13695650.2549 | Interior Array |  |  |  | 77.3246 | 77.3246 | 1.0001 | 81.7333 | 4.4087 | W6x7 - 14 | 6 | Light Blue | LBL | 0 |  | 1.01-021 | 0.01% | 0% | 16 |  | 3 | 75.7333 | 78.7333
1.01 | 1.01-S5.R033 | 1.01-S5.R033.A | 1.01-S5.R033.A-LBL | 2995879.3273 | 13695941.0089 | Interior Array |  |  |  | 77.3519 | 77.3519 | 0.7538 | 81.7755 | 4.4236 | W6x7 - 14 | 6 | Light Blue | LBL | 0 |  | 1.01-021 | 0.01% | 0% | 16 |  | 3 | 75.7755 | 78.7755
1.01 | 1.01-S5.R033 | 1.01-S5.R033.B | 1.01-S5.R033.B-LBL | 2995879.3273 | 13695920.2629 | Interior Array |  |  |  | 77.3191 | 77.3191 | 0.7481 | 81.7725 | 4.4534 | W6x7 - 14 | 6 | Light Blue | LBL | 0 |  | 1.01-021 | 0.01% | 0% | 16 |  | 3 | 75.7725 | 78.7725
1.01 | 1.01-S5.R033 | 1.01-S5.R033.C | 1.01-S5.R033.C-LBL | 2995879.3273 | 13695892.7846 | Interior Array |  |  |  | 77.3906 | 77.3906 | 0.7781 | 81.7685 | 4.3779 | W6x7 - 14 | 6 | Light Blue | LBL | 0 |  | 1.01-021 | 0.01% | 0% | 16 |  | 3 | 75.7685 | 78.7685
1.01 | 1.01-S5.R033 | 1.01-S5.R033.D | 1.01-S5.R033.D-LBL | 2995879.3273 | 13695865.3063 | Interior Array |  |  |  | 77.395 | 77.395 | 0.7236 | 81.7645 | 4.3695 | W6x7 - 14 | 6 | Light Blue | LBL | 0 |  | 1.01-021 | 0.01% | 0% | 16 |  | 3 | 75.7645 | 78.7645
1.01 | 1.01-S5.R033 | 1.01-S5.R033.E | 1.01-S5.R033.E-LBL | 2995879.3273 | 13695837.8277 | Interior Array |  |  |  | 77.5354 | 77.5354 | 0.6178 | 81.7605 | 4.2251 | W6x7 - 14 | 6 | Light Blue | LBL | 0 |  | 1.01-021 | 0.01% | 0% | 16 |  | 3 | 75.7605 | 78.7605
1.01 | 1.01-S5.R033 | 1.01-S5.R033.F | 1.01-S5.R033.F-LBL | 2995879.3273 | 13695810.3494 | Interior Array |  |  |  | 77.4525 | 77.4525 | 0.6771 | 81.7565 | 4.304 | W6x7 - 14 | 6 | Light Blue | LBL | 0 |  | 1.01-021 | 0.01% | 0% | 16 |  | 3 | 75.7565 | 78.7565
1.01 | 1.01-S5.R033 | 1.01-S5.R033.G | 1.01-S5.R033.G-DBL | 2995879.3273 | 13695783.5758 | Interior Motor |  |  |  | 77.4668 | 77.4668 | 0.4709 | 81.7527 | 4.2859 | W6x10.4 - 14 | 6 | Dark Blue | DBL | 0 |  | 1.01-021 | 0.01% | 0% | 16 |  | 3.25 | 75.7527 | 78.5027
1.01 | 1.01-S5.R033 | 1.01-S5.R033.H | 1.01-S5.R033.H-YEL | 2995879.3273 | 13695756.8022 | Interior Array |  |  |  | 77.6413 | 77.6413 | 0.5484 | 81.7488 | 4.1075 | W6x7 - 13 | 6 | Yellow | YEL | 0 |  | 1.01-021 | 0.01% | 0% | 16 |  | 3 | 75.7488 | 78.7488
1.01 | 1.01-S5.R033 | 1.01-S5.R033.I | 1.01-S5.R033.I-YEL | 2995879.3273 | 13695729.3239 | Interior Array |  |  |  | 78.306 | 78.306 | 0.5372 | 81.7448 | 3.4388 | W6x7 - 13 | 6 | Yellow | YEL | 0 |  | 1.01-021 | 0.01% | 0% | 16 |  | 3 | 75.7448 | 78.7448
1.01 | 1.01-S5.R033 | 1.01-S5.R033.J | 1.01-S5.R033.J-LBL | 2995879.3273 | 13695701.8456 | Interior Array |  |  |  | 77.4108 | 77.4108 | 0.9074 | 81.7408 | 4.33 | W6x7 - 14 | 6 | Light Blue | LBL | 0 |  | 1.01-021 | 0.01% | 0% | 16 |  | 3 | 75.7408 | 78.7408
1.01 | 1.01-S5.R033 | 1.01-S5.R033.K | 1.01-S5.R033.K-LBL | 2995879.3273 | 13695674.3674 | Interior Array |  |  |  | 77.4034 | 77.4034 | 0.7763 | 81.7368 | 4.3334 | W6x7 - 14 | 6 | Light Blue | LBL | 0 |  | 1.01-021 | 0.01% | 0% | 16 |  | 3 | 75.7368 | 78.7368
1.01 | 1.01-S5.R033 | 1.01-S5.R033.L | 1.01-S5.R033.L-LBL | 2995879.3273 | 13695650.2549 | Interior Array |  |  |  | 77.3017 | 77.3017 | 0.918 | 81.7333 | 4.4316 | W6x7 - 14 | 6 | Light Blue | LBL | 0 |  | 1.01-021 | 0.01% | 0% | 16 |  | 3 | 75.7333 | 78.7333
1.01 | 1.01-S5.R034 | 1.01-S5.R034.A | 1.01-S5.R034.A-LBL | 2995899.3273 | 13695941.0089 | Interior Array |  |  |  | 77.4115 | 77.4115 | 0.7968 | 81.7755 | 4.364 | W6x7 - 14 | 6 | Light Blue | LBL | 0 |  | 1.01-021 | 0.01% | 0% | 16 |  | 3 | 75.7755 | 78.7755
1.01 | 1.01-S5.R034 | 1.01-S5.R034.B | 1.01-S5.R034.B-LBL | 2995899.3273 | 13695920.2629 | Interior Array |  |  |  | 77.36 | 77.36 | 0.7315 | 81.7725 | 4.4125 | W6x7 - 14 | 6 | Light Blue | LBL | 0 |  | 1.01-021 | 0.01% | 0% | 16 |  | 3 | 75.7725 | 78.7725
1.01 | 1.01-S5.R034 | 1.01-S5.R034.C | 1.01-S5.R034.C-LBL | 2995899.3273 | 13695892.7846 | Interior Array |  |  |  | 77.4071 | 77.4071 | 0.7482 | 81.7685 | 4.3614 | W6x7 - 14 | 6 | Light Blue | LBL | 0 |  | 1.01-021 | 0.01% | 0% | 16 |  | 3 | 75.7685 | 78.7685
1.01 | 1.01-S5.R034 | 1.01-S5.R034.D | 1.01-S5.R034.D-LBL | 2995899.3273 | 13695865.3063 | Interior Array |  |  |  | 77.4663 | 77.4663 | 0.7361 | 81.7645 | 4.2982 | W6x7 - 14 | 6 | Light Blue | LBL | 0 |  | 1.01-021 | 0.01% | 0% | 16 |  | 3 | 75.7645 | 78.7645
1.01 | 1.01-S5.R034 | 1.01-S5.R034.E | 1.01-S5.R034.E-YEL | 2995899.3273 | 13695837.8277 | Interior Array |  |  |  | 77.8023 | 77.8023 | 0.4178 | 81.7605 | 3.9582 | W6x7 - 13 | 6 | Yellow | YEL | 0 |  | 1.01-021 | 0.01% | 0% | 16 |  | 3 | 75.7605 | 78.7605
1.01 | 1.01-S5.R034 | 1.01-S5.R034.F | 1.01-S5.R034.F-LBL | 2995899.3273 | 13695810.3494 | Interior Array |  |  |  | 77.5137 | 77.5137 | 0.7053 | 81.7565 | 4.2428 | W6x7 - 14 | 6 | Light Blue | LBL | 0 |  | 1.01-021 | 0.01% | 0% | 16 |  | 3 | 75.7565 | 78.7565
1.01 | 1.01-S5.R034 | 1.01-S5.R034.G | 1.01-S5.R034.G-DBL | 2995899.3273 | 13695783.5758 | Interior Motor |  |  |  | 77.5311 | 77.5311 | 0.7097 | 81.7527 | 4.2216 | W6x10.4 - 14 | 6 | Dark Blue | DBL | 0 |  | 1.01-021 | 0.01% | 0% | 16 |  | 3.25 | 75.7527 | 78.5027
1.01 | 1.01-S5.R034 | 1.01-S5.R034.H | 1.01-S5.R034.H-LBL | 2995899.3273 | 13695756.8022 | Interior Array |  |  |  | 77.6133 | 77.6133 | 0.6515 | 81.7488 | 4.1355 | W6x7 - 14 | 6 | Light Blue | LBL | 0 |  | 1.01-021 | 0.01% | 0% | 16 |  | 3 | 75.7488 | 78.7488
1.01 | 1.01-S5.R034 | 1.01-S5.R034.I | 1.01-S5.R034.I-LBL | 2995899.3273 | 13695729.3239 | Interior Array |  |  |  | 77.6587 | 77.6587 | 0.6204 | 81.7448 | 4.0861 | W6x7 - 14 | 6 | Light Blue | LBL | 0 |  | 1.01-021 | 0.01% | 0% | 16 |  | 3 | 75.7448 | 78.7448
1.01 | 1.01-S5.R034 | 1.01-S5.R034.J | 1.01-S5.R034.J-LBL | 2995899.3273 | 13695701.8456 | Interior Array |  |  |  | 77.6479 | 77.6479 | 0.6463 | 81.7408 | 4.0929 | W6x7 - 14 | 6 | Light Blue | LBL | 0 |  | 1.01-021 | 0.01% | 0% | 16 |  | 3 | 75.7408 | 78.7408
1.01 | 1.01-S5.R034 | 1.01-S5.R034.K | 1.01-S5.R034.K-LBL | 2995899.3273 | 13695674.3674 | Interior Array |  |  |  | 77.6696 | 77.6696 | 0.6417 | 81.7368 | 4.0672 | W6x7 - 14 | 6 | Light Blue | LBL | 0 |  | 1.01-021 | 0.01% | 0% | 16 |  | 3 | 75.7368 | 78.7368
1.01 | 1.01-S5.R034 | 1.01-S5.R034.L | 1.01-S5.R034.L-LBL | 2995899.3273 | 13695650.2549 | Interior Array |  |  |  | 77.4798 | 77.4798 | 0.8412 | 81.7333 | 4.2535 | W6x7 - 14 | 6 | Light Blue | LBL | 0 |  | 1.01-021 | 0.01% | 0% | 16 |  | 3 | 75.7333 | 78.7333
1.01 | 1.01-S5.R035 | 1.01-S5.R035.A | 1.01-S5.R035.A-LBL | 2995919.3272 | 13695941.0089 | Interior Array |  |  |  | 77.3816 | 77.3816 | 0.801 | 81.7755 | 4.3939 | W6x7 - 14 | 6 | Light Blue | LBL | 0 |  | 1.01-021 | 0.01% | 0% | 16 |  | 3 | 75.7755 | 78.7755
1.01 | 1.01-S5.R035 | 1.01-S5.R035.B | 1.01-S5.R035.B-LBL | 2995919.3272 | 13695920.2629 | Interior Array |  |  |  | 77.4928 | 77.4928 | 0.6969 | 81.7725 | 4.2797 | W6x7 - 14 | 6 | Light Blue | LBL | 0 |  | 1.01-021 | 0.01% | 0% | 16 |  | 3 | 75.7725 | 78.7725
1.01 | 1.01-S5.R035 | 1.01-S5.R035.C | 1.01-S5.R035.C-LBL | 2995919.3272 | 13695892.7846 | Interior Array |  |  |  | 77.5046 | 77.5046 | 0.6882 | 81.7685 | 4.2639 | W6x7 - 14 | 6 | Light Blue | LBL | 0 |  | 1.01-021 | 0.01% | 0% | 16 |  | 3 | 75.7685 | 78.7685
1.01 | 1.01-S5.R035 | 1.01-S5.R035.D | 1.01-S5.R035.D-LBL | 2995919.3272 | 13695865.3063 | Interior Array |  |  |  | 77.4927 | 77.4927 | 0.7006 | 81.7645 | 4.2718 | W6x7 - 14 | 6 | Light Blue | LBL | 0 |  | 1.01-021 | 0.01% | 0% | 16 |  | 3 | 75.7645 | 78.7645
1.01 | 1.01-S5.R035 | 1.01-S5.R035.E | 1.01-S5.R035.E-YEL | 2995919.3272 | 13695837.8277 | Interior Array |  |  |  | 78.2248 | 78.2248 | 0.1189 | 81.7605 | 3.5357 | W6x7 - 13 | 6 | Yellow | YEL | 0 |  | 1.01-021 | 0.01% | 0% | 16 |  | 3 | 75.7605 | 78.7605
1.01 | 1.01-S5.R035 | 1.01-S5.R035.F | 1.01-S5.R035.F-YEL | 2995919.3272 | 13695810.3494 | Interior Array |  |  |  | 77.7589 | 77.7589 | 0.5837 | 81.7565 | 3.9976 | W6x7 - 13 | 6 | Yellow | YEL | 0 |  | 1.01-021 | 0.01% | 0% | 16 |  | 3 | 75.7565 | 78.7565
1.01 | 1.01-S5.R035 | 1.01-S5.R035.G | 1.01-S5.R035.G-DBL | 2995919.3272 | 13695783.5758 | Interior Motor |  |  |  | 77.5888 | 77.5888 | 0.5855 | 81.7527 | 4.1639 | W6x10.4 - 14 | 6 | Dark Blue | DBL | 0 |  | 1.01-021 | 0.01% | 0% | 16 |  | 3.25 | 75.7527 | 78.5027
1.01 | 1.01-S5.R035 | 1.01-S5.R035.H | 1.01-S5.R035.H-LBL | 2995919.3272 | 13695756.8022 | Interior Array |  |  |  | 77.5368 | 77.5368 | 0.6634 | 81.7488 | 4.212 | W6x7 - 14 | 6 | Light Blue | LBL | 0 |  | 1.01-021 | 0.01% | 0% | 16 |  | 3 | 75.7488 | 78.7488
1.01 | 1.01-S5.R035 | 1.01-S5.R035.I | 1.01-S5.R035.I-LBL | 2995919.3272 | 13695729.3239 | Interior Array |  |  |  | 77.656 | 77.656 | 0.5691 | 81.7448 | 4.0888 | W6x7 - 14 | 6 | Light Blue | LBL | 0 |  | 1.01-021 | 0.01% | 0% | 16 |  | 3 | 75.7448 | 78.7448
1.01 | 1.01-S5.R035 | 1.01-S5.R035.J | 1.01-S5.R035.J-LBL | 2995919.3272 | 13695701.8456 | Interior Array |  |  |  | 77.6133 | 77.6133 | 0.6285 | 81.7408 | 4.1275 | W6x7 - 14 | 6 | Light Blue | LBL | 0 |  | 1.01-021 | 0.01% | 0% | 16 |  | 3 | 75.7408 | 78.7408
1.01 | 1.01-S5.R035 | 1.01-S5.R035.K | 1.01-S5.R035.K-YEL | 2995919.3272 | 13695674.3674 | Interior Array |  |  |  | 78.4637 | 78.4637 | -0.2024 | 81.7368 | 3.2731 | W6x7 - 13 | 6 | Yellow | YEL | 0 |  | 1.01-021 | 0.01% | 0% | 16 |  | 3 | 75.7368 | 78.7368
1.01 | 1.01-S5.R035 | 1.01-S5.R035.L | 1.01-S5.R035.L-LBL | 2995919.3272 | 13695650.2549 | Interior Array |  |  |  | 77.4471 | 77.4471 | 0.8254 | 81.7333 | 4.2862 | W6x7 - 14 | 6 | Light Blue | LBL | 0 |  | 1.01-021 | 0.01% | 0% | 16 |  | 3 | 75.7333 | 78.7333
1.01 | 1.01-S5.R036 | 1.01-S5.R036.A | 1.01-S5.R036.A-LBL | 2995939.3272 | 13695941.0089 | Interior Array |  |  |  | 77.5416 | 77.5416 | 0.6026 | 81.7755 | 4.2339 | W6x7 - 14 | 6 | Light Blue | LBL | 0 |  | 1.01-021 | 0.01% | 0% | 16 |  | 3 | 75.7755 | 78.7755
1.01 | 1.01-S5.R036 | 1.01-S5.R036.B | 1.01-S5.R036.B-LBL | 2995939.3272 | 13695920.2629 | Interior Array |  |  |  | 77.5493 | 77.5493 | 0.6152 | 81.7725 | 4.2232 | W6x7 - 14 | 6 | Light Blue | LBL | 0 |  | 1.01-021 | 0.01% | 0% | 16 |  | 3 | 75.7725 | 78.7725
1.01 | 1.01-S5.R036 | 1.01-S5.R036.C | 1.01-S5.R036.C-LBL | 2995939.3272 | 13695892.7846 | Interior Array |  |  |  | 77.4284 | 77.4284 | 0.7396 | 81.7685 | 4.3401 | W6x7 - 14 | 6 | Light Blue | LBL | 0 |  | 1.01-021 | 0.01% | 0% | 16 |  | 3 | 75.7685 | 78.7685
1.01 | 1.01-S5.R036 | 1.01-S5.R036.D | 1.01-S5.R036.D-LBL | 2995939.3272 | 13695865.3063 | Interior Array |  |  |  | 77.4755 | 77.4755 | 0.6926 | 81.7645 | 4.289 | W6x7 - 14 | 6 | Light Blue | LBL | 0 |  | 1.01-021 | 0.01% | 0% | 16 |  | 3 | 75.7645 | 78.7645
1.01 | 1.01-S5.R036 | 1.01-S5.R036.E | 1.01-S5.R036.E-LBL | 2995939.3272 | 13695837.8277 | Interior Array |  |  |  | 77.5049 | 77.5049 | 0.8274 | 81.7605 | 4.2556 | W6x7 - 14 | 6 | Light Blue | LBL | 0 |  | 1.01-021 | 0.01% | 0% | 16 |  | 3 | 75.7605 | 78.7605
1.01 | 1.01-S5.R036 | 1.01-S5.R036.F | 1.01-S5.R036.F-YEL | 2995939.3272 | 13695810.3494 | Interior Array |  |  |  | 78.303 | 78.303 | 0.1632 | 81.7565 | 3.4535 | W6x7 - 13 | 6 | Yellow | YEL | 0 |  | 1.01-021 | 0.01% | 0% | 16 |  | 3 | 75.7565 | 78.7565
1.01 | 1.01-S5.R036 | 1.01-S5.R036.G | 1.01-S5.R036.G-DBL | 2995939.3272 | 13695783.5758 | Interior Motor |  |  |  | 77.8422 | 77.8422 | 0.3978 | 81.7527 | 3.9105 | W6x10.4 - 14 | 6 | Dark Blue | DBL | 0 |  | 1.01-021 | 0.01% | 0% | 16 |  | 3.25 | 75.7527 | 78.5027
1.01 | 1.01-S5.R036 | 1.01-S5.R036.H | 1.01-S5.R036.H-LBL | 2995939.3272 | 13695756.8022 | Interior Array |  |  |  | 77.458 | 77.458 | 0.6758 | 81.7488 | 4.2908 | W6x7 - 14 | 6 | Light Blue | LBL | 0 |  | 1.01-021 | 0.01% | 0% | 16 |  | 3 | 75.7488 | 78.7488
1.01 | 1.01-S5.R036 | 1.01-S5.R036.I | 1.01-S5.R036.I-YEL | 2995939.3272 | 13695729.3239 | Interior Array |  |  |  | 77.8809 | 77.8809 | 0.2842 | 81.7448 | 3.8639 | W6x7 - 13 | 6 | Yellow | YEL | 0 |  | 1.01-021 | 0.01% | 0% | 16 |  | 3 | 75.7448 | 78.7448
1.01 | 1.01-S5.R036 | 1.01-S5.R036.J | 1.01-S5.R036.J-LBL | 2995939.3272 | 13695701.8456 | Interior Array |  |  |  | 77.4077 | 77.4077 | 0.7801 | 81.7408 | 4.3331 | W6x7 - 14 | 6 | Light Blue | LBL | 0 |  | 1.01-021 | 0.01% | 0% | 16 |  | 3 | 75.7408 | 78.7408
1.01 | 1.01-S5.R036 | 1.01-S5.R036.K | 1.01-S5.R036.K-LBL | 2995939.3272 | 13695674.3674 | Interior Array |  |  |  | 77.6731 | 77.6731 | 0.5372 | 81.7368 | 4.0637 | W6x7 - 14 | 6 | Light Blue | LBL | 0 |  | 1.01-021 | 0.01% | 0% | 16 |  | 3 | 75.7368 | 78.7368
1.01 | 1.01-S5.R036 | 1.01-S5.R036.L | 1.01-S5.R036.L-LBL | 2995939.3272 | 13695650.2549 | Interior Array |  |  |  | 77.5246 | 77.5246 | 0.6979 | 81.7333 | 4.2087 | W6x7 - 14 | 6 | Light Blue | LBL | 0 |  | 1.01-021 | 0.01% | 0% | 16 |  | 3 | 75.7333 | 78.7333
1.01 | 1.01-S5.R037 | 1.01-S5.R037.A | 1.01-S5.R037.A-YEL | 2995959.3272 | 13695941.0089 | Interior Array |  |  |  | 77.9468 | 77.9468 | 0.1412 | 81.7755 | 3.8287 | W6x7 - 13 | 6 | Yellow | YEL | 0 |  | 1.01-021 | 0.01% | 0% | 16 |  | 3 | 75.7755 | 78.7755
1.01 | 1.01-S5.R037 | 1.01-S5.R037.B | 1.01-S5.R037.B-LBL | 2995959.3272 | 13695920.2629 | Interior Array |  |  |  | 77.7046 | 77.7046 | 0.4038 | 81.7725 | 4.0679 | W6x7 - 14 | 6 | Light Blue | LBL | 0 |  | 1.01-021 | 0.01% | 0% | 16 |  | 3 | 75.7725 | 78.7725
1.01 | 1.01-S5.R037 | 1.01-S5.R037.C | 1.01-S5.R037.C-LBL | 2995959.3272 | 13695892.7846 | Interior Array |  |  |  | 77.4413 | 77.4413 | 0.6759 | 81.7685 | 4.3272 | W6x7 - 14 | 6 | Light Blue | LBL | 0 |  | 1.01-021 | 0.01% | 0% | 16 |  | 3 | 75.7685 | 78.7685
1.01 | 1.01-S5.R037 | 1.01-S5.R037.D | 1.01-S5.R037.D-LBL | 2995959.3272 | 13695865.3063 | Interior Array |  |  |  | 77.5033 | 77.5033 | 0.6139 | 81.7645 | 4.2612 | W6x7 - 14 | 6 | Light Blue | LBL | 0 |  | 1.01-021 | 0.01% | 0% | 16 |  | 3 | 75.7645 | 78.7645
1.01 | 1.01-S5.R037 | 1.01-S5.R037.E | 1.01-S5.R037.E-LBL | 2995959.3272 | 13695837.8277 | Interior Array |  |  |  | 77.3067 | 77.3067 | 0.8853 | 81.7605 | 4.4538 | W6x7 - 14 | 6 | Light Blue | LBL | 0 |  | 1.01-021 | 0.01% | 0% | 16 |  | 3 | 75.7605 | 78.7605
1.01 | 1.01-S5.R037 | 1.01-S5.R037.F | 1.01-S5.R037.F-LBL | 2995959.3272 | 13695810.3494 | Interior Array |  |  |  | 77.5503 | 77.5503 | 0.8452 | 81.7565 | 4.2062 | W6x7 - 14 | 6 | Light Blue | LBL | 0 |  | 1.01-021 | 0.01% | 0% | 16 |  | 3 | 75.7565 | 78.7565
1.01 | 1.01-S5.R037 | 1.01-S5.R037.G | 1.01-S5.R037.G-DBL | 2995959.3272 | 13695783.5758 | Interior Motor |  |  |  | 77.5381 | 77.5381 | 0.7196 | 81.7527 | 4.2146 | W6x10.4 - 14 | 6 | Dark Blue | DBL | 0 |  | 1.01-021 | 0.01% | 0% | 16 |  | 3.25 | 75.7527 | 78.5027
1.01 | 1.01-S5.R037 | 1.01-S5.R037.H | 1.01-S5.R037.H-LBL | 2995959.3272 | 13695756.8022 | Interior Array |  |  |  | 77.3329 | 77.3329 | 0.726 | 81.7488 | 4.4159 | W6x7 - 14 | 6 | Light Blue | LBL | 0 |  | 1.01-021 | 0.01% | 0% | 16 |  | 3 | 75.7488 | 78.7488
1.01 | 1.01-S5.R037 | 1.01-S5.R037.I | 1.01-S5.R037.I-LBL | 2995959.3272 | 13695729.3239 | Interior Array |  |  |  | 77.4522 | 77.4522 | 0.6368 | 81.7448 | 4.2926 | W6x7 - 14 | 6 | Light Blue | LBL | 0 |  | 1.01-021 | 0.01% | 0% | 16 |  | 3 | 75.7448 | 78.7448
1.01 | 1.01-S5.R037 | 1.01-S5.R037.J | 1.01-S5.R037.J-LBL | 2995959.3272 | 13695701.8456 | Interior Array |  |  |  | 77.3811 | 77.3811 | 0.7371 | 81.7408 | 4.3597 | W6x7 - 14 | 6 | Light Blue | LBL | 0 |  | 1.01-021 | 0.01% | 0% | 16 |  | 3 | 75.7408 | 78.7408
1.01 | 1.01-S5.R037 | 1.01-S5.R037.K | 1.01-S5.R037.K-LBL | 2995959.3272 | 13695674.3674 | Interior Array |  |  |  | 77.4707 | 77.4707 | 0.6701 | 81.7368 | 4.2661 | W6x7 - 14 | 6 | Light Blue | LBL | 0 |  | 1.01-021 | 0.01% | 0% | 16 |  | 3 | 75.7368 | 78.7368
1.01 | 1.01-S5.R037 | 1.01-S5.R037.L | 1.01-S5.R037.L-LBL | 2995959.3272 | 13695650.2549 | Interior Array |  |  |  | 77.4384 | 77.4384 | 0.7196 | 81.7333 | 4.2949 | W6x7 - 14 | 6 | Light Blue | LBL | 0 |  | 1.01-021 | 0.01% | 0% | 16 |  | 3 | 75.7333 | 78.7333
1.01 | 1.01-S5.R038 | 1.01-S5.R038.A | 1.01-S5.R038.A-YEL | 2995979.3271 | 13695941.0089 | Interior Array |  |  |  | 77.9827 | 77.9827 | 0.0282 | 82.0107 | 4.028 | W6x7 - 13 | 6 | Yellow | YEL | 0 |  | 1.01-022 | 0.39% | -0.35% | 3 |  | 3 | 76.0107 | 79.0107
1.01 | 1.01-S5.R038 | 1.01-S5.R038.B | 1.01-S5.R038.B-LBL | 2995979.3271 | 13695920.2629 | Interior Array |  |  |  | 77.7577 | 77.7577 | 0.2779 | 81.9304 | 4.1727 | W6x7 - 14 | 6 | Light Blue | LBL | 0 |  | 1.01-022 | 0.39% | -0.35% | 3 |  | 3 | 75.9304 | 78.9304
1.01 | 1.01-S5.R038 | 1.01-S5.R038.C | 1.01-S5.R038.C-LBL | 2995979.3271 | 13695892.7846 | Interior Array |  |  |  | 77.6186 | 77.6186 | 0.4248 | 81.8241 | 4.2055 | W6x7 - 14 | 6 | Light Blue | LBL | 0 |  | 1.01-022 | 0.39% | -0.35% | 3 |  | 3 | 75.8241 | 78.8241
1.01 | 1.01-S5.R038 | 1.01-S5.R038.D | 1.01-S5.R038.D-LBL | 2995979.3271 | 13695865.3063 | Interior Array |  |  |  | 77.63 | 77.63 | 0.412 | 81.7178 | 4.0878 | W6x7 - 14 | 6 | Light Blue | LBL | 0 |  | 1.01-022 | 0.39% | -0.35% | 3 |  | 3 | 75.7178 | 78.7178
1.01 | 1.01-S5.R038 | 1.01-S5.R038.E | 1.01-S5.R038.E-LBL | 2995979.3271 | 13695837.8277 | Interior Array |  |  |  | 77.3043 | 77.3043 | 0.7102 | 81.6114 | 4.3071 | W6x7 - 14 | 6 | Light Blue | LBL | 0 |  | 1.01-022 | 0.39% | -0.35% | 3 |  | 3 | 75.6114 | 78.6114
1.01 | 1.01-S5.R038 | 1.01-S5.R038.F | 1.01-S5.R038.F-LBL | 2995979.3271 | 13695810.3494 | Interior Array |  |  |  | 77.3622 | 77.3622 | 0.7852 | 81.5051 | 4.1429 | W6x7 - 14 | 6 | Light Blue | LBL | 0 |  | 1.01-022 | 0.39% | -0.35% | 3 |  | 3 | 75.5051 | 78.5051
1.01 | 1.01-S5.R038 | 1.01-S5.R038.G | 1.01-S5.R038.G-DBL | 2995979.3271 | 13695783.5758 | Interior Motor |  |  |  | 77.254 | 77.254 | 0.8896 | 81.4015 | 4.1475 | W6x10.4 - 14 | 6 | Dark Blue | DBL | 0 |  | 1.01-022 | 0.39% | -0.35% | 3 |  | 3.25 | 75.4015 | 78.1515
1.01 | 1.01-S5.R038 | 1.01-S5.R038.H | 1.01-S5.R038.H-LBL | 2995979.3271 | 13695756.8022 | Interior Array |  |  |  | 77.3629 | 77.3629 | 0.6144 | 81.2978 | 3.9349 | W6x7 - 14 | 6 | Light Blue | LBL | 0 |  | 1.01-022 | 0.39% | -0.35% | 3 |  | 3 | 75.2978 | 78.2978
1.01 | 1.01-S5.R038 | 1.01-S5.R038.I | 1.01-S5.R038.I-YEL | 2995979.3271 | 13695729.3239 | Interior Array |  |  |  | 77.3448 | 77.3448 | 0.659 | 81.1915 | 3.8467 | W6x7 - 13 | 6 | Yellow | YEL | 0 |  | 1.01-022 | 0.39% | -0.35% | 3 |  | 3 | 75.1915 | 78.1915
1.01 | 1.01-S5.R038 | 1.01-S5.R038.J | 1.01-S5.R038.J-YEL | 2995979.3271 | 13695701.8456 | Interior Array |  |  |  | 77.3175 | 77.3175 | 0.7155 | 81.0852 | 3.7677 | W6x7 - 13 | 6 | Yellow | YEL | 0 |  | 1.01-022 | 0.39% | -0.35% | 3 |  | 3 | 75.0852 | 78.0852
1.01 | 1.01-S5.R038 | 1.01-S5.R038.K | 1.01-S5.R038.K-YEL | 2995979.3271 | 13695674.3674 | Interior Array |  |  |  | 77.3147 | 77.3147 | 0.7422 | 80.9788 | 3.6641 | W6x7 - 13 | 6 | Yellow | YEL | 0 |  | 1.01-022 | 0.39% | -0.35% | 3 |  | 3 | 74.9788 | 77.9788
1.01 | 1.01-S5.R038 | 1.01-S5.R038.L | 1.01-S5.R038.L-YEL | 2995979.3271 | 13695650.2549 | Interior Array |  |  |  | 77.3145 | 77.3145 | 0.7596 | 80.8855 | 3.571 | W6x7 - 13 | 6 | Yellow | YEL | 0 |  | 1.01-022 | 0.39% | -0.35% | 3 |  | 3 | 74.8855 | 77.8855
1.01 | 1.01-S5.R039 | 1.01-S5.R039.A | 1.01-S5.R039.A-LBL | 2995999.3271 | 13695941.0089 | Interior Array |  |  |  | 77.1922 | 77.1922 | 0.7377 | 81.9407 | 4.7485 | W6x7 - 14 | 6 | Light Blue | LBL | 0 |  | 1.01-022 | 0.39% | -0.35% | 3 |  | 3 | 75.9407 | 78.9407
1.01 | 1.01-S5.R039 | 1.01-S5.R039.B | 1.01-S5.R039.B-LBL | 2995999.3271 | 13695920.2629 | Interior Array |  |  |  | 77.1236 | 77.1236 | 0.8345 | 81.8604 | 4.7368 | W6x7 - 14 | 6 | Light Blue | LBL | 0 |  | 1.01-022 | 0.39% | -0.35% | 3 |  | 3 | 75.8604 | 78.8604
1.01 | 1.01-S5.R039 | 1.01-S5.R039.C | 1.01-S5.R039.C-LBL | 2995999.3271 | 13695892.7846 | Interior Array |  |  |  | 77.2346 | 77.2346 | 0.7357 | 81.7541 | 4.5195 | W6x7 - 14 | 6 | Light Blue | LBL | 0 |  | 1.01-022 | 0.39% | -0.35% | 3 |  | 3 | 75.7541 | 78.7541
1.01 | 1.01-S5.R039 | 1.01-S5.R039.D | 1.01-S5.R039.D-LBL | 2995999.3271 | 13695865.3063 | Interior Array |  |  |  | 77.1052 | 77.1052 | 0.8617 | 81.6478 | 4.5426 | W6x7 - 14 | 6 | Light Blue | LBL | 0 |  | 1.01-022 | 0.39% | -0.35% | 3 |  | 3 | 75.6478 | 78.6478
1.01 | 1.01-S5.R039 | 1.01-S5.R039.E | 1.01-S5.R039.E-LBL | 2995999.3271 | 13695837.8277 | Interior Array |  |  |  | 77.2876 | 77.2876 | 0.6516 | 81.5414 | 4.2538 | W6x7 - 14 | 6 | Light Blue | LBL | 0 |  | 1.01-022 | 0.39% | -0.35% | 3 |  | 3 | 75.5414 | 78.5414
1.01 | 1.01-S5.R039 | 1.01-S5.R039.F | 1.01-S5.R039.F-YEL | 2995999.3271 | 13695810.3494 | Interior Array |  |  |  | 77.4878 | 77.4878 | 0.4174 | 81.4351 | 3.9473 | W6x7 - 13 | 6 | Yellow | YEL | 0 |  | 1.01-022 | 0.39% | -0.35% | 3 |  | 3 | 75.4351 | 78.4351
1.01 | 1.01-S5.R039 | 1.01-S5.R039.G | 1.01-S5.R039.G-DBL | 2995999.3271 | 13695783.5758 | Interior Motor |  |  |  | 77.1966 | 77.1966 | 0.7023 | 81.3315 | 4.1349 | W6x10.4 - 14 | 6 | Dark Blue | DBL | 0 |  | 1.01-022 | 0.39% | -0.35% | 3 |  | 3.25 | 75.3315 | 78.0815
1.01 | 1.01-S5.R039 | 1.01-S5.R039.H | 1.01-S5.R039.H-LBL | 2995999.3271 | 13695756.8022 | Interior Array |  |  |  | 77.3326 | 77.3326 | 0.5646 | 81.2278 | 3.8952 | W6x7 - 14 | 6 | Light Blue | LBL | 0 |  | 1.01-022 | 0.39% | -0.35% | 3 |  | 3 | 75.2278 | 78.2278
1.01 | 1.01-S5.R039 | 1.01-S5.R039.I | 1.01-S5.R039.I-YEL | 2995999.3271 | 13695729.3239 | Interior Array |  |  |  | 77.2854 | 77.2854 | 0.6382 | 81.1215 | 3.8361 | W6x7 - 13 | 6 | Yellow | YEL | 0 |  | 1.01-022 | 0.39% | -0.35% | 3 |  | 3 | 75.1215 | 78.1215
1.01 | 1.01-S5.R039 | 1.01-S5.R039.J | 1.01-S5.R039.J-YEL | 2995999.3271 | 13695701.8456 | Interior Array |  |  |  | 77.1941 | 77.1941 | 0.7544 | 81.0152 | 3.8211 | W6x7 - 13 | 6 | Yellow | YEL | 0 |  | 1.01-022 | 0.39% | -0.35% | 3 |  | 3 | 75.0152 | 78.0152
1.01 | 1.01-S5.R039 | 1.01-S5.R039.K | 1.01-S5.R039.K-YEL | 2995999.3271 | 13695674.3674 | Interior Array |  |  |  | 77.2512 | 77.2512 | 0.7213 | 80.9088 | 3.6576 | W6x7 - 13 | 6 | Yellow | YEL | 0 |  | 1.01-022 | 0.39% | -0.35% | 3 |  | 3 | 74.9088 | 77.9088
1.01 | 1.01-S5.R039 | 1.01-S5.R039.L | 1.01-S5.R039.L-YEL | 2995999.3271 | 13695650.2549 | Interior Array |  |  |  | 77.1361 | 77.1361 | 0.8271 | 80.8155 | 3.6794 | W6x7 - 13 | 6 | Yellow | YEL | 0 |  | 1.01-022 | 0.39% | -0.35% | 3 |  | 3 | 74.8155 | 77.8155
1.01 | 1.01-S5.R040 | 1.01-S5.R040.A | 1.01-S5.R040.A-LBL | 2996019.327 | 13695941.0089 | Interior Array |  |  |  | 77.0815 | 77.0815 | 0.7331 | 81.8707 | 4.7892 | W6x7 - 14 | 6 | Light Blue | LBL | 0 |  | 1.01-022 | 0.39% | -0.35% | 3 |  | 3 | 75.8707 | 78.8707
1.01 | 1.01-S5.R040 | 1.01-S5.R040.B | 1.01-S5.R040.B-LBL | 2996019.327 | 13695920.2629 | Interior Array |  |  |  | 77.1139 | 77.1139 | 0.727 | 81.7904 | 4.6765 | W6x7 - 14 | 6 | Light Blue | LBL | 0 |  | 1.01-022 | 0.39% | -0.35% | 3 |  | 3 | 75.7904 | 78.7904
1.01 | 1.01-S5.R040 | 1.01-S5.R040.C | 1.01-S5.R040.C-LBL | 2996019.327 | 13695892.7846 | Interior Array |  |  |  | 77.1253 | 77.1253 | 0.7347 | 81.6841 | 4.5588 | W6x7 - 14 | 6 | Light Blue | LBL | 0 |  | 1.01-022 | 0.39% | -0.35% | 3 |  | 3 | 75.6841 | 78.6841
1.01 | 1.01-S5.R040 | 1.01-S5.R040.D | 1.01-S5.R040.D-LBL | 2996019.327 | 13695865.3063 | Interior Array |  |  |  | 77.1341 | 77.1341 | 0.724 | 81.5778 | 4.4437 | W6x7 - 14 | 6 | Light Blue | LBL | 0 |  | 1.01-022 | 0.39% | -0.35% | 3 |  | 3 | 75.5778 | 78.5778
1.01 | 1.01-S5.R040 | 1.01-S5.R040.E | 1.01-S5.R040.E-LBL | 2996019.327 | 13695837.8277 | Interior Array |  |  |  | 77.3976 | 77.3976 | 0.4693 | 81.4714 | 4.0738 | W6x7 - 14 | 6 | Light Blue | LBL | 0 |  | 1.01-022 | 0.39% | -0.35% | 3 |  | 3 | 75.4714 | 78.4714
1.01 | 1.01-S5.R040 | 1.01-S5.R040.F | 1.01-S5.R040.F-YEL | 2996019.327 | 13695810.3494 | Interior Array |  |  |  | 77.7173 | 77.7173 | 0.1155 | 81.3651 | 3.6478 | W6x7 - 13 | 6 | Yellow | YEL | 0 |  | 1.01-022 | 0.39% | -0.35% | 3 |  | 3 | 75.3651 | 78.3651
1.01 | 1.01-S5.R040 | 1.01-S5.R040.G | 1.01-S5.R040.G-PRP | 2996019.327 | 13695783.5758 | Dead End Motor |  |  |  | 77.0227 | 77.0227 | 0.8294 | 81.2615 | 4.2388 | W6x20 - 16 | 5.25 | Purple | PRP | 0 |  | 1.01-022 | 0.39% | -0.35% | 3 | Dead End | 3.75 | 76.0115 | 77.5115
1.01 | 1.01-S5.R040 | 1.01-S5.R040.H | 1.01-S5.R040.H-LBL | 2996019.327 | 13695756.8022 | Interior Array |  |  |  | 77.1516 | 77.1516 | 0.7069 | 81.1578 | 4.0062 | W6x7 - 14 | 6 | Light Blue | LBL | 0 |  | 1.01-022 | 0.39% | -0.35% | 3 |  | 3 | 75.1578 | 78.1578
1.01 | 1.01-S5.R040 | 1.01-S5.R040.I | 1.01-S5.R040.I-YEL | 2996019.327 | 13695729.3239 | Interior Array |  |  |  | 77.403 | 77.403 | 0.5298 | 81.0515 | 3.6485 | W6x7 - 13 | 6 | Yellow | YEL | 0 |  | 1.01-022 | 0.39% | -0.35% | 3 |  | 3 | 75.0515 | 78.0515
1.01 | 1.01-S5.R040 | 1.01-S5.R040.J | 1.01-S5.R040.J-YEL | 2996019.327 | 13695701.8456 | Interior Array |  |  |  | 77.2279 | 77.2279 | 0.7111 | 80.9452 | 3.7173 | W6x7 - 13 | 6 | Yellow | YEL | 0 |  | 1.01-022 | 0.39% | -0.35% | 3 |  | 3 | 74.9452 | 77.9452
1.01 | 1.01-S5.R040 | 1.01-S5.R040.K | 1.01-S5.R040.K-YEL | 2996019.327 | 13695674.3674 | Interior Array |  |  |  | 77.0669 | 77.0669 | 0.8667 | 80.8388 | 3.7719 | W6x7 - 13 | 6 | Yellow | YEL | 0 |  | 1.01-022 | 0.39% | -0.35% | 3 |  | 3 | 74.8388 | 77.8388
1.01 | 1.01-S5.R040 | 1.01-S5.R040.L | 1.01-S5.R040.L-YEL | 2996019.327 | 13695650.2549 | Interior Array |  |  |  | 77.2048 | 77.2048 | 0.85 | 80.7455 | 3.5407 | W6x7 - 13 | 6 | Yellow | YEL | 0 |  | 1.01-022 | 0.39% | -0.35% | 3 |  | 3 | 74.7455 | 77.7455